## SummerSummary
Report on the Capacity, Demand and Reserves in the ERCOT Region
Summer Summary: 2020-2024
Load Forecast, MW: |  | 2020 | 2021 | 2022 | 2023 | 2024 | Note: Unregistered DG has not been addressed in the
| Summer Peak Demand (based on normal weather) | 76695.569 | 78298.6666 | 80107.5913 | 81593.2603 | 82982.0987 | mock-up due to ongoing ERCOT evaluation of forecasting approaches.
| plus: Energy Efficiency Program Savings Forecast, per Utilities Code Section 39.905 (b-4) | 1763.6799 | 2064.6831 | 2284.9232 | 2592.0334 | 2821.1604
| Total Summer Peak Demand (before Reductions from Energy Efficiency Programs) | 78459.2489 | 80363.3497 | 82392.5145 | 84185.2938 | 85803.2591
| less: Load Resources providing Responsive Reserves | -1173 | -1173 | -1173 | -1173 | -1173
| less: Load Resources providing Non-Spinning Reserves | 0 | 0 | 0 | 0 | 0
| less: Emergency Response Service (10- and 30-min ramp products) from Load | -786.0528 | -763.8576 | -763.8576 | -763.8576 | -763.8576
| less: Emergency Response Service (10- and 30-min ramp products) from Distributed Generation | -50 | -50 | -50 | -50 | -50
| less: TDSP Standard Offer Load Management Programs | -257 | -257 | -257 | -257 | -257
| less: Energy Efficiency Program Savings Forecast | -1763.6799 | -2064.6831 | -2284.9232 | -2592.0334 | -2821.1604
| Firm Peak Load, MW | 74429.5161 | 76054.809 | 77863.7337 | 79349.4027 | 80738.2411
Resources, MW: |  | 2020 | 2021 | 2022 | 2023 | 2024
| Installed Capacity, Thermal/Hydro | 64936.7413 | 65172.7413 | 65207.3413 | 65207.3413 | 65207.3413
| Switchable Capacity, MW | 3490 | 3490 | 3490 | 3490 | 3490
| less: Switchable Capacity Unavailable to ERCOT, MW | -842 | -542 | -542 | -542 | -542
| Available Mothballed Capacity, MW | 483 | 483 | 365 | 365 | 365
| Capacity from Private Use Networks | 3327.1496 | 3247.1496 | 3227.1496 | 3227.1496 | 2972.1496
| Coastal Wind, Peak Average Capacity Contribution (63% of installed capacity) | 1873.872 | 1873.872 | 1873.872 | 1873.872 | 1873.872
| Panhandle Wind, Peak Average Capacity Contribution (29% of installed capacity) | 1217.304 | 1220.784 | 1220.784 | 1220.784 | 1220.784
| Other Wind, Peak Average Capacity Contribution (16% of installed capacity) | 2495.808 | 2486.688 | 2486.688 | 2486.688 | 2486.688
| Solar Utility-Scale, Peak Average Capacity Contribution (76% of installed capacity) | 1470.2884 | 1470.2884 | 1470.2884 | 1470.2884 | 1470.2884
| Storage, Peak Average Capacity Contribution (0% of installed capacity) | 0 | 0 | 0 | 0 | 0
| Distributed Generation Resources (DGRs), Peak Average Capacity Contribution (multiple fuels) | 0 | 0 | 0 | 0 | 0
| Settlement Only Distributed Resources (SODGs), Peak Average Capacity Contribution (multiple fuels) | 267.16 | 267.16 | 267.16 | 267.16 | 267.16
| RMR Capacity to be under Contract | 0 | 0 | 0 | 0 | 0
| Capacity Pending Retirement, MW | 0 | 0 | 0 | 0 | 0
| Operational Generation Capacity, MW | 78719.3233 | 79169.6833 | 79066.2833 | 79066.2833 | 78811.2833
| Non-Synchronous Ties, Capacity Contribution (68% of installed capacity) | 850 | 850 | 850 | 850 | 850
| Planned Resources (not wind, solar or storage) with Signed IA, Air Permits and Water Rights | 212 | 813 | 813 | 813 | 813
| Planned Coastal Wind with Signed IA, Peak Average Capacity Contribution (63% of installed capacity) | 661.311 | 1315.062 | 1315.062 | 1315.062 | 1315.062
| Planned Panhandle Wind with Signed IA, Peak Average Capacity Contribution (29% of installed capacity) | 134.27 | 449.732 | 580.957 | 652.877 | 652.877
| Planned Other Wind with Signed IA, Peak Average Capacity Contribution (16% of installed capacity) | 652.368 | 1353.1056 | 1557.0736 | 1597.9216 | 1597.9216
| Planned Solar Utility-Scale, Peak Average Capacity Contribution (76% of installed capacity) | 1192.364 | 6034.78 | 7196.516 | 7196.516 | 7196.516
| Planned Storage, Peak Average Capacity Contribution (0% of installed capacity) | 0 | 0 | 0 | 0 | 0
| Planned Distributed Generation Resources (DGRs), Peak Average Capacity Contribution (multiple fuels) | 0 | 0 | 0 | 0 | 0
| Planned Settlement Only Distributed Resources (SODGs), Peak Average Capacity Contribution (multiple fuels) | 0 | 0 | 0 | 0 | 0
| Total Capacity, MW | 82421.6363 | 89985.3629 | 91378.8919 | 91491.6599 | 91236.6599
| Reserve Margin | 10.74% | 18.32% | 17.36% | 15.3% | 13%
(Total Resources - Firm Load Forecast) / Firm Load Forecast

## SummerCapacities
Unit Capacities - Summer
| UNIT NAME | INR | UNIT CODE | COUNTY | FUEL | ZONE | IN SERVICE | 2020 | 2021 | 2022 | 2023 | 2024 | 2025 | 2026 | 2027 | 2028 | 2029
Operational Resources (Thermal)
4 | COMANCHE PEAK U1 |  | CPSES_UNIT1 | SOMERVELL | NUCLEAR | NORTH | 1990 | 1205 | 1205 | 1205 | 1205 | 1205 | 1205 | 1205 | 1205 | 1205 | 1205
5 | COMANCHE PEAK U2 |  | CPSES_UNIT2 | SOMERVELL | NUCLEAR | NORTH | 1993 | 1195 | 1195 | 1195 | 1195 | 1195 | 1195 | 1195 | 1195 | 1195 | 1195
6 | SOUTH TEXAS U1 | 20INR0287 | STP_STP_G1 | MATAGORDA | NUCLEAR | COASTAL | 1988 | 1293.2 | 1293.2 | 1293.2 | 1293.2 | 1293.2 | 1293.2 | 1293.2 | 1293.2 | 1293.2 | 1293.2
7 | SOUTH TEXAS U2 |  | STP_STP_G2 | MATAGORDA | NUCLEAR | COASTAL | 1989 | 1280 | 1280 | 1280 | 1280 | 1280 | 1280 | 1280 | 1280 | 1280 | 1280
8 | COLETO CREEK |  | COLETO_COLETOG1 | GOLIAD | COAL | SOUTH | 1980 | 655 | 655 | 655 | 655 | 655 | 655 | 655 | 655 | 655 | 655
9 | FAYETTE POWER U1 |  | FPPYD1_FPP_G1 | FAYETTE | COAL | SOUTH | 1979 | 604 | 604 | 604 | 604 | 604 | 604 | 604 | 604 | 604 | 604
10 | FAYETTE POWER U2 |  | FPPYD1_FPP_G2 | FAYETTE | COAL | SOUTH | 1980 | 599 | 599 | 599 | 599 | 599 | 599 | 599 | 599 | 599 | 599
11 | FAYETTE POWER U3 |  | FPPYD2_FPP_G3 | FAYETTE | COAL | SOUTH | 1988 | 437 | 437 | 437 | 437 | 437 | 437 | 437 | 437 | 437 | 437
12 | J K SPRUCE U1 |  | CALAVERS_JKS1 | BEXAR | COAL | SOUTH | 1992 | 560 | 560 | 560 | 560 | 560 | 560 | 560 | 560 | 560 | 560
13 | J K SPRUCE U2 |  | CALAVERS_JKS2 | BEXAR | COAL | SOUTH | 2010 | 785 | 785 | 785 | 785 | 785 | 785 | 785 | 785 | 785 | 785
14 | LIMESTONE U1 |  | LEG_LEG_G1 | LIMESTONE | COAL | NORTH | 1985 | 824 | 824 | 824 | 824 | 824 | 824 | 824 | 824 | 824 | 824
15 | LIMESTONE U2 |  | LEG_LEG_G2 | LIMESTONE | COAL | NORTH | 1986 | 836 | 836 | 836 | 836 | 836 | 836 | 836 | 836 | 836 | 836
16 | MARTIN LAKE U1 |  | MLSES_UNIT1 | RUSK | COAL | NORTH | 1977 | 800 | 800 | 800 | 800 | 800 | 800 | 800 | 800 | 800 | 800
17 | MARTIN LAKE U2 |  | MLSES_UNIT2 | RUSK | COAL | NORTH | 1978 | 805 | 805 | 805 | 805 | 805 | 805 | 805 | 805 | 805 | 805
18 | MARTIN LAKE U3 |  | MLSES_UNIT3 | RUSK | COAL | NORTH | 1979 | 805 | 805 | 805 | 805 | 805 | 805 | 805 | 805 | 805 | 805
19 | OAK GROVE SES U1 |  | OGSES_UNIT1A | ROBERTSON | COAL | NORTH | 2010 | 855 | 855 | 855 | 855 | 855 | 855 | 855 | 855 | 855 | 855
20 | OAK GROVE SES U2 |  | OGSES_UNIT2 | ROBERTSON | COAL | NORTH | 2011 | 855 | 855 | 855 | 855 | 855 | 855 | 855 | 855 | 855 | 855
21 | OKLAUNION U1 |  | OKLA_OKLA_G1 | WILBARGER | COAL | WEST | 1986 | 650 | 650 | 650 | 650 | 650 | 650 | 650 | 650 | 650 | 650
22 | SAN MIGUEL U1 |  | SANMIGL_G1 | ATASCOSA | COAL | SOUTH | 1982 | 391 | 391 | 391 | 391 | 391 | 391 | 391 | 391 | 391 | 391
23 | SANDY CREEK U1 |  | SCES_UNIT1 | MCLENNAN | COAL | NORTH | 2013 | 940 | 940 | 940 | 940 | 940 | 940 | 940 | 940 | 940 | 940
24 | TWIN OAKS U1 |  | TNP_ONE_TNP_O_1 | ROBERTSON | COAL | NORTH | 1990 | 155 | 155 | 155 | 155 | 155 | 155 | 155 | 155 | 155 | 155
25 | TWIN OAKS U2 |  | TNP_ONE_TNP_O_2 | ROBERTSON | COAL | NORTH | 1991 | 155 | 155 | 155 | 155 | 155 | 155 | 155 | 155 | 155 | 155
26 | W A PARISH U5 |  | WAP_WAP_G5 | FT. BEND | COAL | HOUSTON | 1977 | 664 | 664 | 664 | 664 | 664 | 664 | 664 | 664 | 664 | 664
27 | W A PARISH U6 |  | WAP_WAP_G6 | FT. BEND | COAL | HOUSTON | 1978 | 663 | 663 | 663 | 663 | 663 | 663 | 663 | 663 | 663 | 663
28 | W A PARISH U7 |  | WAP_WAP_G7 | FT. BEND | COAL | HOUSTON | 1980 | 577 | 577 | 577 | 577 | 577 | 577 | 577 | 577 | 577 | 577
29 | W A PARISH U8 |  | WAP_WAP_G8 | FT. BEND | COAL | HOUSTON | 1982 | 610 | 610 | 610 | 610 | 610 | 610 | 610 | 610 | 610 | 610
30 | ARTHUR VON ROSENBERG 1 CTG 1 |  | BRAUNIG_AVR1_CT1 | BEXAR | GAS | SOUTH | 2000 | 164 | 164 | 164 | 164 | 164 | 164 | 164 | 164 | 164 | 164
31 | ARTHUR VON ROSENBERG 1 CTG 2 |  | BRAUNIG_AVR1_CT2 | BEXAR | GAS | SOUTH | 2000 | 164 | 164 | 164 | 164 | 164 | 164 | 164 | 164 | 164 | 164
32 | ARTHUR VON ROSENBERG 1 STG |  | BRAUNIG_AVR1_ST | BEXAR | GAS | SOUTH | 2000 | 190 | 190 | 190 | 190 | 190 | 190 | 190 | 190 | 190 | 190
33 | ATKINS CTG 7 |  | ATKINS_ATKINSG7 | BRAZOS | GAS | NORTH | 1973 | 18 | 18 | 18 | 18 | 18 | 18 | 18 | 18 | 18 | 18
34 | BARNEY M DAVIS CTG 3 |  | B_DAVIS_B_DAVIG3 | NUECES | GAS | COASTAL | 2010 | 157 | 157 | 157 | 157 | 157 | 157 | 157 | 157 | 157 | 157
35 | BARNEY M DAVIS CTG 4 |  | B_DAVIS_B_DAVIG4 | NUECES | GAS | COASTAL | 2010 | 157 | 157 | 157 | 157 | 157 | 157 | 157 | 157 | 157 | 157
36 | BARNEY M DAVIS STG 1 |  | B_DAVIS_B_DAVIG1 | NUECES | GAS | COASTAL | 1974 | 300 | 300 | 300 | 300 | 300 | 300 | 300 | 300 | 300 | 300
37 | BARNEY M DAVIS STG 2 |  | B_DAVIS_B_DAVIG2 | NUECES | GAS | COASTAL | 1976 | 319 | 319 | 319 | 319 | 319 | 319 | 319 | 319 | 319 | 319
38 | BASTROP ENERGY CENTER CTG 1 |  | BASTEN_GTG1100 | BASTROP | GAS | SOUTH | 2002 | 150 | 150 | 150 | 150 | 150 | 150 | 150 | 150 | 150 | 150
39 | BASTROP ENERGY CENTER CTG 2 |  | BASTEN_GTG2100 | BASTROP | GAS | SOUTH | 2002 | 150 | 150 | 150 | 150 | 150 | 150 | 150 | 150 | 150 | 150
40 | BASTROP ENERGY CENTER STG |  | BASTEN_ST0100 | BASTROP | GAS | SOUTH | 2002 | 233 | 233 | 233 | 233 | 233 | 233 | 233 | 233 | 233 | 233
41 | BOSQUE ENERGY CENTER CTG 1 |  | BOSQUESW_BSQSU_1 | BOSQUE | GAS | NORTH | 2000 | 143 | 143 | 143 | 143 | 143 | 143 | 143 | 143 | 143 | 143
42 | BOSQUE ENERGY CENTER CTG 2 |  | BOSQUESW_BSQSU_2 | BOSQUE | GAS | NORTH | 2000 | 143 | 143 | 143 | 143 | 143 | 143 | 143 | 143 | 143 | 143
43 | BOSQUE ENERGY CENTER CTG 3 |  | BOSQUESW_BSQSU_3 | BOSQUE | GAS | NORTH | 2001 | 145 | 145 | 145 | 145 | 145 | 145 | 145 | 145 | 145 | 145
44 | BOSQUE ENERGY CENTER STG 4 |  | BOSQUESW_BSQSU_4 | BOSQUE | GAS | NORTH | 2001 | 79.5 | 79.5 | 79.5 | 79.5 | 79.5 | 79.5 | 79.5 | 79.5 | 79.5 | 79.5
45 | BOSQUE ENERGY CENTER STG 5 |  | BOSQUESW_BSQSU_5 | BOSQUE | GAS | NORTH | 2009 | 213.5 | 213.5 | 213.5 | 213.5 | 213.5 | 213.5 | 213.5 | 213.5 | 213.5 | 213.5
46 | BRANDON GT1 (LP&L) |  | BRANDON | LUBBOCK | GAS | PANHANDLE | 1990 | 0 | 21 | 21 | 21 | 21 | 21 | 21 | 21 | 21 | 21
47 | BRAZOS VALLEY CTG 1 |  | BVE_UNIT1 | FORT BEND | GAS | HOUSTON | 2003 | 149.7 | 149.7 | 149.7 | 149.7 | 149.7 | 149.7 | 149.7 | 149.7 | 149.7 | 149.7
48 | BRAZOS VALLEY CTG 2 |  | BVE_UNIT2 | FORT BEND | GAS | HOUSTON | 2003 | 149.7 | 149.7 | 149.7 | 149.7 | 149.7 | 149.7 | 149.7 | 149.7 | 149.7 | 149.7
49 | BRAZOS VALLEY STG 3 |  | BVE_UNIT3 | FORT BEND | GAS | HOUSTON | 2003 | 257.9 | 257.9 | 257.9 | 257.9 | 257.9 | 257.9 | 257.9 | 257.9 | 257.9 | 257.9
50 | CALENERGY-FALCON SEABOARD CTG 1 |  | FLCNS_UNIT1 | HOWARD | GAS | WEST | 1987 | 75 | 75 | 75 | 75 | 75 | 75 | 75 | 75 | 75 | 75
51 | CALENERGY-FALCON SEABOARD CTG 2 |  | FLCNS_UNIT2 | HOWARD | GAS | WEST | 1987 | 75 | 75 | 75 | 75 | 75 | 75 | 75 | 75 | 75 | 75
52 | CALENERGY-FALCON SEABOARD STG 3 |  | FLCNS_UNIT3 | HOWARD | GAS | WEST | 1988 | 70 | 70 | 70 | 70 | 70 | 70 | 70 | 70 | 70 | 70
53 | CALHOUN (PORT COMFORT) CTG 1 |  | CALHOUN_UNIT1 | CALHOUN | GAS | COASTAL | 2017 | 44 | 44 | 44 | 44 | 44 | 44 | 44 | 44 | 44 | 44
54 | CALHOUN (PORT COMFORT) CTG 2 |  | CALHOUN_UNIT2 | CALHOUN | GAS | COASTAL | 2017 | 44 | 44 | 44 | 44 | 44 | 44 | 44 | 44 | 44 | 44
55 | CASTLEMAN CHAMON CTG 1 |  | CHAMON_CTG_0101 | HARRIS | GAS | HOUSTON | 2017 | 44 | 44 | 44 | 44 | 44 | 44 | 44 | 44 | 44 | 44
56 | CASTLEMAN CHAMON CTG 2 |  | CHAMON_CTG_0301 | HARRIS | GAS | HOUSTON | 2017 | 44 | 44 | 44 | 44 | 44 | 44 | 44 | 44 | 44 | 44
57 | CEDAR BAYOU 4 CTG 1 |  | CBY4_CT41 | CHAMBERS | GAS | HOUSTON | 2009 | 163 | 163 | 163 | 163 | 163 | 163 | 163 | 163 | 163 | 163
58 | CEDAR BAYOU 4 CTG 2 |  | CBY4_CT42 | CHAMBERS | GAS | HOUSTON | 2009 | 163 | 163 | 163 | 163 | 163 | 163 | 163 | 163 | 163 | 163
59 | CEDAR BAYOU 4 STG |  | CBY4_ST04 | CHAMBERS | GAS | HOUSTON | 2009 | 178 | 178 | 178 | 178 | 178 | 178 | 178 | 178 | 178 | 178
60 | CEDAR BAYOU STG 1 |  | CBY_CBY_G1 | CHAMBERS | GAS | HOUSTON | 1970 | 745 | 745 | 745 | 745 | 745 | 745 | 745 | 745 | 745 | 745
61 | CEDAR BAYOU STG 2 |  | CBY_CBY_G2 | CHAMBERS | GAS | HOUSTON | 1972 | 749 | 749 | 749 | 749 | 749 | 749 | 749 | 749 | 749 | 749
62 | COLORADO BEND ENERGY CENTER CTG 1 |  | CBEC_GT1 | WHARTON | GAS | SOUTH | 2007 | 70 | 70 | 70 | 70 | 70 | 70 | 70 | 70 | 70 | 70
63 | COLORADO BEND ENERGY CENTER CTG 2 |  | CBEC_GT2 | WHARTON | GAS | SOUTH | 2007 | 62 | 62 | 62 | 62 | 62 | 62 | 62 | 62 | 62 | 62
64 | COLORADO BEND ENERGY CENTER CTG 3 |  | CBEC_GT3 | WHARTON | GAS | SOUTH | 2008 | 69 | 69 | 69 | 69 | 69 | 69 | 69 | 69 | 69 | 69
65 | COLORADO BEND ENERGY CENTER CTG 4 |  | CBEC_GT4 | WHARTON | GAS | SOUTH | 2008 | 63 | 63 | 63 | 63 | 63 | 63 | 63 | 63 | 63 | 63
66 | COLORADO BEND ENERGY CENTER STG 1 |  | CBEC_STG1 | WHARTON | GAS | SOUTH | 2007 | 101 | 101 | 101 | 101 | 101 | 101 | 101 | 101 | 101 | 101
67 | COLORADO BEND ENERGY CENTER STG 2 |  | CBEC_STG2 | WHARTON | GAS | SOUTH | 2008 | 103 | 103 | 103 | 103 | 103 | 103 | 103 | 103 | 103 | 103
68 | COLORADO BEND II CTG 7 | 18INR0077 | CBECII_CT7 | WHARTON | GAS | SOUTH | 2017 | 331.9 | 331.9 | 331.9 | 331.9 | 331.9 | 331.9 | 331.9 | 331.9 | 331.9 | 331.9
69 | COLORADO BEND II CTG 8 | 18INR0077 | CBECII_CT8 | WHARTON | GAS | SOUTH | 2017 | 335.3 | 335.3 | 335.3 | 335.3 | 335.3 | 335.3 | 335.3 | 335.3 | 335.3 | 335.3
70 | COLORADO BEND II STG 9 | 18INR0077 | CBECII_STG9 | WHARTON | GAS | SOUTH | 2017 | 472.5 | 472.5 | 472.5 | 472.5 | 472.5 | 472.5 | 472.5 | 472.5 | 472.5 | 472.5
71 | CVC CHANNELVIEW CTG 1 |  | CVC_CVC_G1 | HARRIS | GAS | HOUSTON | 2008 | 169 | 169 | 169 | 169 | 169 | 169 | 169 | 169 | 169 | 169
72 | CVC CHANNELVIEW CTG 2 |  | CVC_CVC_G2 | HARRIS | GAS | HOUSTON | 2008 | 165 | 165 | 165 | 165 | 165 | 165 | 165 | 165 | 165 | 165
73 | CVC CHANNELVIEW CTG 3 |  | CVC_CVC_G3 | HARRIS | GAS | HOUSTON | 2008 | 165 | 165 | 165 | 165 | 165 | 165 | 165 | 165 | 165 | 165
74 | CVC CHANNELVIEW STG 5 |  | CVC_CVC_G5 | HARRIS | GAS | HOUSTON | 2008 | 144 | 144 | 144 | 144 | 144 | 144 | 144 | 144 | 144 | 144
75 | DANSBY CTG 2 |  | DANSBY_DANSBYG2 | BRAZOS | GAS | NORTH | 2004 | 45 | 45 | 45 | 45 | 45 | 45 | 45 | 45 | 45 | 45
76 | DANSBY CTG 3 |  | DANSBY_DANSBYG3 | BRAZOS | GAS | NORTH | 2010 | 47 | 47 | 47 | 47 | 47 | 47 | 47 | 47 | 47 | 47
77 | DANSBY STG 1 |  | DANSBY_DANSBYG1 | BRAZOS | GAS | NORTH | 1978 | 107 | 107 | 107 | 107 | 107 | 107 | 107 | 107 | 107 | 107
78 | DECKER CREEK CTG 1 |  | DECKER_DPGT_1 | TRAVIS | GAS | SOUTH | 1989 | 48 | 48 | 48 | 48 | 48 | 48 | 48 | 48 | 48 | 48
79 | DECKER CREEK CTG 2 |  | DECKER_DPGT_2 | TRAVIS | GAS | SOUTH | 1989 | 48 | 48 | 48 | 48 | 48 | 48 | 48 | 48 | 48 | 48
80 | DECKER CREEK CTG 3 |  | DECKER_DPGT_3 | TRAVIS | GAS | SOUTH | 1989 | 48 | 48 | 48 | 48 | 48 | 48 | 48 | 48 | 48 | 48
81 | DECKER CREEK CTG 4 |  | DECKER_DPGT_4 | TRAVIS | GAS | SOUTH | 1989 | 48 | 48 | 48 | 48 | 48 | 48 | 48 | 48 | 48 | 48
82 | DECKER CREEK STG 1 |  | DECKER_DPG1 | TRAVIS | GAS | SOUTH | 1971 | 315 | 315 | 315 | 315 | 315 | 315 | 315 | 315 | 315 | 315
83 | DECKER CREEK STG 2 |  | DECKER_DPG2 | TRAVIS | GAS | SOUTH | 1978 | 420 | 420 | 420 | 420 | 420 | 420 | 420 | 420 | 420 | 420
84 | DECORDOVA CTG 1 |  | DCSES_CT10 | HOOD | GAS | NORTH | 1990 | 69 | 69 | 69 | 69 | 69 | 69 | 69 | 69 | 69 | 69
85 | DECORDOVA CTG 2 |  | DCSES_CT20 | HOOD | GAS | NORTH | 1990 | 69 | 69 | 69 | 69 | 69 | 69 | 69 | 69 | 69 | 69
86 | DECORDOVA CTG 3 |  | DCSES_CT30 | HOOD | GAS | NORTH | 1990 | 68 | 68 | 68 | 68 | 68 | 68 | 68 | 68 | 68 | 68
87 | DECORDOVA CTG 4 |  | DCSES_CT40 | HOOD | GAS | NORTH | 1990 | 69 | 69 | 69 | 69 | 69 | 69 | 69 | 69 | 69 | 69
88 | DEER PARK ENERGY CENTER CTG 1 |  | DDPEC_GT1 | HARRIS | GAS | HOUSTON | 2002 | 172 | 172 | 172 | 172 | 172 | 172 | 172 | 172 | 172 | 172
89 | DEER PARK ENERGY CENTER CTG 2 |  | DDPEC_GT2 | HARRIS | GAS | HOUSTON | 2002 | 182 | 182 | 182 | 182 | 182 | 182 | 182 | 182 | 182 | 182
90 | DEER PARK ENERGY CENTER CTG 3 |  | DDPEC_GT3 | HARRIS | GAS | HOUSTON | 2002 | 172 | 172 | 172 | 172 | 172 | 172 | 172 | 172 | 172 | 172
91 | DEER PARK ENERGY CENTER CTG 4 |  | DDPEC_GT4 | HARRIS | GAS | HOUSTON | 2002 | 182 | 182 | 182 | 182 | 182 | 182 | 182 | 182 | 182 | 182
92 | DEER PARK ENERGY CENTER CTG 6 |  | DDPEC_GT6 | HARRIS | GAS | HOUSTON | 2014 | 156 | 156 | 156 | 156 | 156 | 156 | 156 | 156 | 156 | 156
93 | DEER PARK ENERGY CENTER STG 1 |  | DDPEC_ST1 | HARRIS | GAS | HOUSTON | 2002 | 287 | 287 | 287 | 287 | 287 | 287 | 287 | 287 | 287 | 287
94 | DENTON ENERGY CENTER IC A |  | DEC_AGR_A | DENTON | GAS | NORTH | 2018 | 56.5 | 56.5 | 56.5 | 56.5 | 56.5 | 56.5 | 56.5 | 56.5 | 56.5 | 56.5
95 | DENTON ENERGY CENTER IC B |  | DEC_AGR_B | DENTON | GAS | NORTH | 2018 | 56.5 | 56.5 | 56.5 | 56.5 | 56.5 | 56.5 | 56.5 | 56.5 | 56.5 | 56.5
96 | DENTON ENERGY CENTER IC C |  | DEC_AGR_C | DENTON | GAS | NORTH | 2018 | 56.5 | 56.5 | 56.5 | 56.5 | 56.5 | 56.5 | 56.5 | 56.5 | 56.5 | 56.5
97 | DENTON ENERGY CENTER IC D |  | DEC_AGR_D | DENTON | GAS | NORTH | 2018 | 56.5 | 56.5 | 56.5 | 56.5 | 56.5 | 56.5 | 56.5 | 56.5 | 56.5 | 56.5
98 | ECTOR COUNTY ENERGY CTG 1 |  | ECEC_G1 | ECTOR | GAS | WEST | 2015 | 147 | 147 | 147 | 147 | 147 | 147 | 147 | 147 | 147 | 147
99 | ECTOR COUNTY ENERGY CTG 2 |  | ECEC_G2 | ECTOR | GAS | WEST | 2015 | 147 | 147 | 147 | 147 | 147 | 147 | 147 | 147 | 147 | 147
100 | ELK STATION IC 3 |  | AEEC_ELK_3 | HALE | GAS | PANHANDLE | 2016 | 190 | 190 | 190 | 190 | 190 | 190 | 190 | 190 | 190 | 190
101 | ENNIS POWER STATION CTG 2 | 21INR0448 | ETCCS_CT1 | ELLIS | GAS | NORTH | 2002 | 204 | 204 | 221.3 | 221.3 | 221.3 | 221.3 | 221.3 | 221.3 | 221.3 | 221.3
102 | ENNIS POWER STATION STG 1 | 21INR0448 | ETCCS_UNIT1 | ELLIS | GAS | NORTH | 2002 | 115 | 115 | 132.3 | 132.3 | 132.3 | 132.3 | 132.3 | 132.3 | 132.3 | 132.3
103 | EXTEX LAPORTE GEN STN CTG 1 |  | AZ_AZ_G1 | HARRIS | GAS | HOUSTON | 2009 | 36 | 36 | 36 | 36 | 36 | 36 | 36 | 36 | 36 | 36
104 | EXTEX LAPORTE GEN STN CTG 2 |  | AZ_AZ_G2 | HARRIS | GAS | HOUSTON | 2009 | 36 | 36 | 36 | 36 | 36 | 36 | 36 | 36 | 36 | 36
105 | EXTEX LAPORTE GEN STN CTG 3 |  | AZ_AZ_G3 | HARRIS | GAS | HOUSTON | 2009 | 36 | 36 | 36 | 36 | 36 | 36 | 36 | 36 | 36 | 36
106 | EXTEX LAPORTE GEN STN CTG 4 |  | AZ_AZ_G4 | HARRIS | GAS | HOUSTON | 2009 | 36 | 36 | 36 | 36 | 36 | 36 | 36 | 36 | 36 | 36
107 | FERGUSON REPLACEMENT CTG 1 |  | FERGCC_FERGGT1 | LLANO | GAS | SOUTH | 2014 | 169 | 169 | 169 | 169 | 169 | 169 | 169 | 169 | 169 | 169
108 | FERGUSON REPLACEMENT CTG 2 |  | FERGCC_FERGGT2 | LLANO | GAS | SOUTH | 2014 | 169 | 169 | 169 | 169 | 169 | 169 | 169 | 169 | 169 | 169
109 | FERGUSON REPLACEMENT STG 1 |  | FERGCC_FERGST1 | LLANO | GAS | SOUTH | 2014 | 182 | 182 | 182 | 182 | 182 | 182 | 182 | 182 | 182 | 182
110 | FORNEY ENERGY CENTER CTG 11 |  | FRNYPP_GT11 | KAUFMAN | GAS | NORTH | 2003 | 165 | 165 | 165 | 165 | 165 | 165 | 165 | 165 | 165 | 165
111 | FORNEY ENERGY CENTER CTG 12 |  | FRNYPP_GT12 | KAUFMAN | GAS | NORTH | 2003 | 157 | 157 | 157 | 157 | 157 | 157 | 157 | 157 | 157 | 157
112 | FORNEY ENERGY CENTER CTG 13 |  | FRNYPP_GT13 | KAUFMAN | GAS | NORTH | 2003 | 157 | 157 | 157 | 157 | 157 | 157 | 157 | 157 | 157 | 157
113 | FORNEY ENERGY CENTER CTG 21 |  | FRNYPP_GT21 | KAUFMAN | GAS | NORTH | 2003 | 165 | 165 | 165 | 165 | 165 | 165 | 165 | 165 | 165 | 165
114 | FORNEY ENERGY CENTER CTG 22 |  | FRNYPP_GT22 | KAUFMAN | GAS | NORTH | 2003 | 157 | 157 | 157 | 157 | 157 | 157 | 157 | 157 | 157 | 157
115 | FORNEY ENERGY CENTER CTG 23 |  | FRNYPP_GT23 | KAUFMAN | GAS | NORTH | 2003 | 157 | 157 | 157 | 157 | 157 | 157 | 157 | 157 | 157 | 157
116 | FORNEY ENERGY CENTER STG 10 |  | FRNYPP_ST10 | KAUFMAN | GAS | NORTH | 2003 | 406 | 406 | 406 | 406 | 406 | 406 | 406 | 406 | 406 | 406
117 | FORNEY ENERGY CENTER STG 20 |  | FRNYPP_ST20 | KAUFMAN | GAS | NORTH | 2003 | 406 | 406 | 406 | 406 | 406 | 406 | 406 | 406 | 406 | 406
118 | FREESTONE ENERGY CENTER CTG 1 |  | FREC_GT1 | FREESTONE | GAS | NORTH | 2002 | 147 | 147 | 147 | 147 | 147 | 147 | 147 | 147 | 147 | 147
119 | FREESTONE ENERGY CENTER CTG 2 |  | FREC_GT2 | FREESTONE | GAS | NORTH | 2002 | 147 | 147 | 147 | 147 | 147 | 147 | 147 | 147 | 147 | 147
120 | FREESTONE ENERGY CENTER CTG 4 |  | FREC_GT4 | FREESTONE | GAS | NORTH | 2002 | 145 | 145 | 145 | 145 | 145 | 145 | 145 | 145 | 145 | 145
121 | FREESTONE ENERGY CENTER CTG 5 |  | FREC_GT5 | FREESTONE | GAS | NORTH | 2002 | 145 | 145 | 145 | 145 | 145 | 145 | 145 | 145 | 145 | 145
122 | FREESTONE ENERGY CENTER STG 3 |  | FREC_ST3 | FREESTONE | GAS | NORTH | 2002 | 169 | 169 | 169 | 169 | 169 | 169 | 169 | 169 | 169 | 169
123 | FREESTONE ENERGY CENTER STG 6 |  | FREC_ST6 | FREESTONE | GAS | NORTH | 2002 | 168 | 168 | 168 | 168 | 168 | 168 | 168 | 168 | 168 | 168
124 | FRIENDSWOOD G |  | FEGC_UNIT1 | HARRIS | GAS | HOUSTON | 2018 | 119 | 119 | 119 | 119 | 119 | 119 | 119 | 119 | 119 | 119
125 | GRAHAM STG 1 |  | GRSES_UNIT1 | YOUNG | GAS | WEST | 1960 | 234 | 234 | 234 | 234 | 234 | 234 | 234 | 234 | 234 | 234
126 | GRAHAM STG 2 |  | GRSES_UNIT2 | YOUNG | GAS | WEST | 1969 | 390 | 390 | 390 | 390 | 390 | 390 | 390 | 390 | 390 | 390
127 | GREENS BAYOU CTG 73 |  | GBY_GBYGT73 | HARRIS | GAS | HOUSTON | 1976 | 56 | 56 | 56 | 56 | 56 | 56 | 56 | 56 | 56 | 56
128 | GREENS BAYOU CTG 74 |  | GBY_GBYGT74 | HARRIS | GAS | HOUSTON | 1976 | 56 | 56 | 56 | 56 | 56 | 56 | 56 | 56 | 56 | 56
129 | GREENS BAYOU CTG 81 |  | GBY_GBYGT81 | HARRIS | GAS | HOUSTON | 1976 | 56 | 56 | 56 | 56 | 56 | 56 | 56 | 56 | 56 | 56
130 | GREENS BAYOU CTG 82 |  | GBY_GBYGT82 | HARRIS | GAS | HOUSTON | 1976 | 50 | 50 | 50 | 50 | 50 | 50 | 50 | 50 | 50 | 50
131 | GREENS BAYOU CTG 83 |  | GBY_GBYGT83 | HARRIS | GAS | HOUSTON | 1976 | 56 | 56 | 56 | 56 | 56 | 56 | 56 | 56 | 56 | 56
132 | GREENS BAYOU CTG 84 |  | GBY_GBYGT84 | HARRIS | GAS | HOUSTON | 1976 | 56 | 56 | 56 | 56 | 56 | 56 | 56 | 56 | 56 | 56
133 | GREENVILLE IC ENGINE PLANT IC 1 |  | STEAM_ENGINE_1 | HUNT | GAS | NORTH | 2010 | 8.2 | 8.2 | 8.2 | 8.2 | 8.2 | 8.2 | 8.2 | 8.2 | 8.2 | 8.2
134 | GREENVILLE IC ENGINE PLANT IC 2 |  | STEAM_ENGINE_2 | HUNT | GAS | NORTH | 2010 | 8.2 | 8.2 | 8.2 | 8.2 | 8.2 | 8.2 | 8.2 | 8.2 | 8.2 | 8.2
135 | GREENVILLE IC ENGINE PLANT IC 3 |  | STEAM_ENGINE_3 | HUNT | GAS | NORTH | 2010 | 8.2 | 8.2 | 8.2 | 8.2 | 8.2 | 8.2 | 8.2 | 8.2 | 8.2 | 8.2
136 | GUADALUPE ENERGY CENTER CTG 1 |  | GUADG_GAS1 | GUADALUPE | GAS | SOUTH | 2000 | 143 | 143 | 143 | 143 | 143 | 143 | 143 | 143 | 143 | 143
137 | GUADALUPE ENERGY CENTER CTG 2 |  | GUADG_GAS2 | GUADALUPE | GAS | SOUTH | 2000 | 143 | 143 | 143 | 143 | 143 | 143 | 143 | 143 | 143 | 143
138 | GUADALUPE ENERGY CENTER CTG 3 |  | GUADG_GAS3 | GUADALUPE | GAS | SOUTH | 2000 | 141 | 141 | 141 | 141 | 141 | 141 | 141 | 141 | 141 | 141
139 | GUADALUPE ENERGY CENTER CTG 4 |  | GUADG_GAS4 | GUADALUPE | GAS | SOUTH | 2000 | 141 | 141 | 141 | 141 | 141 | 141 | 141 | 141 | 141 | 141
140 | GUADALUPE ENERGY CENTER STG 5 |  | GUADG_STM5 | GUADALUPE | GAS | SOUTH | 2000 | 198 | 198 | 198 | 198 | 198 | 198 | 198 | 198 | 198 | 198
141 | GUADALUPE ENERGY CENTER STG 6 |  | GUADG_STM6 | GUADALUPE | GAS | SOUTH | 2000 | 198 | 198 | 198 | 198 | 198 | 198 | 198 | 198 | 198 | 198
142 | HANDLEY STG 3 |  | HLSES_UNIT3 | TARRANT | GAS | NORTH | 1963 | 395 | 395 | 395 | 395 | 395 | 395 | 395 | 395 | 395 | 395
143 | HANDLEY STG 4 |  | HLSES_UNIT4 | TARRANT | GAS | NORTH | 1976 | 435 | 435 | 435 | 435 | 435 | 435 | 435 | 435 | 435 | 435
144 | HANDLEY STG 5 |  | HLSES_UNIT5 | TARRANT | GAS | NORTH | 1977 | 435 | 435 | 435 | 435 | 435 | 435 | 435 | 435 | 435 | 435
145 | HAYS ENERGY FACILITY CSG 1 |  | HAYSEN_HAYSENG1 | HAYS | GAS | SOUTH | 2002 | 210 | 210 | 210 | 210 | 210 | 210 | 210 | 210 | 210 | 210
146 | HAYS ENERGY FACILITY CSG 2 |  | HAYSEN_HAYSENG2 | HAYS | GAS | SOUTH | 2002 | 211 | 211 | 211 | 211 | 211 | 211 | 211 | 211 | 211 | 211
147 | HAYS ENERGY FACILITY CSG 3 |  | HAYSEN_HAYSENG3 | HAYS | GAS | SOUTH | 2002 | 210 | 210 | 210 | 210 | 210 | 210 | 210 | 210 | 210 | 210
148 | HAYS ENERGY FACILITY CSG 4 |  | HAYSEN_HAYSENG4 | HAYS | GAS | SOUTH | 2002 | 213 | 213 | 213 | 213 | 213 | 213 | 213 | 213 | 213 | 213
149 | HIDALGO ENERGY CENTER CTG 1 |  | DUKE_DUKE_GT1 | HIDALGO | GAS | SOUTH | 2000 | 149 | 149 | 149 | 149 | 149 | 149 | 149 | 149 | 149 | 149
150 | HIDALGO ENERGY CENTER CTG 2 |  | DUKE_DUKE_GT2 | HIDALGO | GAS | SOUTH | 2000 | 149 | 149 | 149 | 149 | 149 | 149 | 149 | 149 | 149 | 149
151 | HIDALGO ENERGY CENTER STG 1 |  | DUKE_DUKE_ST1 | HIDALGO | GAS | SOUTH | 2000 | 168 | 168 | 168 | 168 | 168 | 168 | 168 | 168 | 168 | 168
152 | JACK COUNTY GEN FACILITY CTG 1 |  | JACKCNTY_CT1 | JACK | GAS | NORTH | 2006 | 155 | 155 | 155 | 155 | 155 | 155 | 155 | 155 | 155 | 155
153 | JACK COUNTY GEN FACILITY CTG 2 |  | JACKCNTY_CT2 | JACK | GAS | NORTH | 2006 | 155 | 155 | 155 | 155 | 155 | 155 | 155 | 155 | 155 | 155
154 | JACK COUNTY GEN FACILITY CTG 3 |  | JCKCNTY2_CT3 | JACK | GAS | NORTH | 2011 | 150 | 150 | 150 | 150 | 150 | 150 | 150 | 150 | 150 | 150
155 | JACK COUNTY GEN FACILITY CTG 4 |  | JCKCNTY2_CT4 | JACK | GAS | NORTH | 2011 | 150 | 150 | 150 | 150 | 150 | 150 | 150 | 150 | 150 | 150
156 | JACK COUNTY GEN FACILITY STG 1 |  | JACKCNTY_STG | JACK | GAS | NORTH | 2006 | 295 | 295 | 295 | 295 | 295 | 295 | 295 | 295 | 295 | 295
157 | JACK COUNTY GEN FACILITY STG 2 |  | JCKCNTY2_ST2 | JACK | GAS | NORTH | 2011 | 295 | 295 | 295 | 295 | 295 | 295 | 295 | 295 | 295 | 295
158 | JOHNSON COUNTY GEN FACILITY CTG 1 |  | TEN_CT1 | JOHNSON | GAS | NORTH | 1997 | 163 | 163 | 163 | 163 | 163 | 163 | 163 | 163 | 163 | 163
159 | JOHNSON COUNTY GEN FACILITY STG 1 |  | TEN_STG | JOHNSON | GAS | NORTH | 1997 | 106 | 106 | 106 | 106 | 106 | 106 | 106 | 106 | 106 | 106
160 | LAKE HUBBARD STG 1 |  | LHSES_UNIT1 | DALLAS | GAS | NORTH | 1970 | 392 | 392 | 392 | 392 | 392 | 392 | 392 | 392 | 392 | 392
161 | LAKE HUBBARD STG 2 |  | LHSES_UNIT2A | DALLAS | GAS | NORTH | 1973 | 523 | 523 | 523 | 523 | 523 | 523 | 523 | 523 | 523 | 523
162 | LAMAR ENERGY CENTER CTG 11 |  | LPCCS_CT11 | LAMAR | GAS | NORTH | 2000 | 153 | 153 | 153 | 153 | 153 | 153 | 153 | 153 | 153 | 153
163 | LAMAR ENERGY CENTER CTG 12 |  | LPCCS_CT12 | LAMAR | GAS | NORTH | 2000 | 145 | 145 | 145 | 145 | 145 | 145 | 145 | 145 | 145 | 145
164 | LAMAR ENERGY CENTER CTG 21 |  | LPCCS_CT21 | LAMAR | GAS | NORTH | 2000 | 145 | 145 | 145 | 145 | 145 | 145 | 145 | 145 | 145 | 145
165 | LAMAR ENERGY CENTER CTG 22 |  | LPCCS_CT22 | LAMAR | GAS | NORTH | 2000 | 153 | 153 | 153 | 153 | 153 | 153 | 153 | 153 | 153 | 153
166 | LAMAR ENERGY CENTER STG 1 |  | LPCCS_UNIT1 | LAMAR | GAS | NORTH | 2000 | 204 | 204 | 204 | 204 | 204 | 204 | 204 | 204 | 204 | 204
167 | LAMAR ENERGY CENTER STG 2 |  | LPCCS_UNIT2 | LAMAR | GAS | NORTH | 2000 | 204 | 204 | 204 | 204 | 204 | 204 | 204 | 204 | 204 | 204
168 | LAREDO CTG 4 |  | LARDVFTN_G4 | WEBB | GAS | SOUTH | 2008 | 90.1 | 90.1 | 90.1 | 90.1 | 90.1 | 90.1 | 90.1 | 90.1 | 90.1 | 90.1
169 | LAREDO CTG 5 |  | LARDVFTN_G5 | WEBB | GAS | SOUTH | 2008 | 87.3 | 87.3 | 87.3 | 87.3 | 87.3 | 87.3 | 87.3 | 87.3 | 87.3 | 87.3
170 | LEON CREEK PEAKER CTG 1 |  | LEON_CRK_LCPCT1 | BEXAR | GAS | SOUTH | 2004 | 46 | 46 | 46 | 46 | 46 | 46 | 46 | 46 | 46 | 46
171 | LEON CREEK PEAKER CTG 2 |  | LEON_CRK_LCPCT2 | BEXAR | GAS | SOUTH | 2004 | 46 | 46 | 46 | 46 | 46 | 46 | 46 | 46 | 46 | 46
172 | LEON CREEK PEAKER CTG 3 |  | LEON_CRK_LCPCT3 | BEXAR | GAS | SOUTH | 2004 | 46 | 46 | 46 | 46 | 46 | 46 | 46 | 46 | 46 | 46
173 | LEON CREEK PEAKER CTG 4 |  | LEON_CRK_LCPCT4 | BEXAR | GAS | SOUTH | 2004 | 46 | 46 | 46 | 46 | 46 | 46 | 46 | 46 | 46 | 46
174 | LOST PINES POWER CTG 1 |  | LOSTPI_LOSTPGT1 | BASTROP | GAS | SOUTH | 2001 | 170 | 170 | 170 | 170 | 170 | 170 | 170 | 170 | 170 | 170
175 | LOST PINES POWER CTG 2 |  | LOSTPI_LOSTPGT2 | BASTROP | GAS | SOUTH | 2001 | 170 | 170 | 170 | 170 | 170 | 170 | 170 | 170 | 170 | 170
176 | LOST PINES POWER STG 1 |  | LOSTPI_LOSTPST1 | BASTROP | GAS | SOUTH | 2001 | 188 | 188 | 188 | 188 | 188 | 188 | 188 | 188 | 188 | 188
177 | MAGIC VALLEY STATION CTG 1 |  | NEDIN_NEDIN_G1 | HIDALGO | GAS | SOUTH | 2001 | 215 | 215 | 215 | 215 | 215 | 215 | 215 | 215 | 215 | 215
178 | MAGIC VALLEY STATION CTG 2 |  | NEDIN_NEDIN_G2 | HIDALGO | GAS | SOUTH | 2001 | 215 | 215 | 215 | 215 | 215 | 215 | 215 | 215 | 215 | 215
179 | MAGIC VALLEY STATION STG 3 |  | NEDIN_NEDIN_G3 | HIDALGO | GAS | SOUTH | 2001 | 236 | 236 | 236 | 236 | 236 | 236 | 236 | 236 | 236 | 236
180 | MIDLOTHIAN ENERGY FACILITY CTG 1 |  | MDANP_CT1 | ELLIS | GAS | NORTH | 2001 | 229 | 229 | 229 | 229 | 229 | 229 | 229 | 229 | 229 | 229
181 | MIDLOTHIAN ENERGY FACILITY CTG 2 |  | MDANP_CT2 | ELLIS | GAS | NORTH | 2001 | 227 | 227 | 227 | 227 | 227 | 227 | 227 | 227 | 227 | 227
182 | MIDLOTHIAN ENERGY FACILITY CTG 3 |  | MDANP_CT3 | ELLIS | GAS | NORTH | 2001 | 227 | 227 | 227 | 227 | 227 | 227 | 227 | 227 | 227 | 227
183 | MIDLOTHIAN ENERGY FACILITY CTG 4 |  | MDANP_CT4 | ELLIS | GAS | NORTH | 2001 | 227 | 227 | 227 | 227 | 227 | 227 | 227 | 227 | 227 | 227
184 | MIDLOTHIAN ENERGY FACILITY CTG 5 |  | MDANP_CT5 | ELLIS | GAS | NORTH | 2002 | 241 | 241 | 241 | 241 | 241 | 241 | 241 | 241 | 241 | 241
185 | MIDLOTHIAN ENERGY FACILITY CTG 6 |  | MDANP_CT6 | ELLIS | GAS | NORTH | 2002 | 243 | 243 | 243 | 243 | 243 | 243 | 243 | 243 | 243 | 243
186 | MORGAN CREEK CTG 1 |  | MGSES_CT1 | MITCHELL | GAS | WEST | 1988 | 66 | 66 | 66 | 66 | 66 | 66 | 66 | 66 | 66 | 66
187 | MORGAN CREEK CTG 2 |  | MGSES_CT2 | MITCHELL | GAS | WEST | 1988 | 65 | 65 | 65 | 65 | 65 | 65 | 65 | 65 | 65 | 65
188 | MORGAN CREEK CTG 3 |  | MGSES_CT3 | MITCHELL | GAS | WEST | 1988 | 65 | 65 | 65 | 65 | 65 | 65 | 65 | 65 | 65 | 65
189 | MORGAN CREEK CTG 4 |  | MGSES_CT4 | MITCHELL | GAS | WEST | 1988 | 67 | 67 | 67 | 67 | 67 | 67 | 67 | 67 | 67 | 67
190 | MORGAN CREEK CTG 5 |  | MGSES_CT5 | MITCHELL | GAS | WEST | 1988 | 67 | 67 | 67 | 67 | 67 | 67 | 67 | 67 | 67 | 67
191 | MORGAN CREEK CTG 6 |  | MGSES_CT6 | MITCHELL | GAS | WEST | 1988 | 67 | 67 | 67 | 67 | 67 | 67 | 67 | 67 | 67 | 67
192 | MOUNTAIN CREEK STG 6 |  | MCSES_UNIT6 | DALLAS | GAS | NORTH | 1956 | 122 | 122 | 122 | 122 | 122 | 122 | 122 | 122 | 122 | 122
193 | MOUNTAIN CREEK STG 7 |  | MCSES_UNIT7 | DALLAS | GAS | NORTH | 1958 | 118 | 118 | 118 | 118 | 118 | 118 | 118 | 118 | 118 | 118
194 | MOUNTAIN CREEK STG 8 |  | MCSES_UNIT8 | DALLAS | GAS | NORTH | 1967 | 568 | 568 | 568 | 568 | 568 | 568 | 568 | 568 | 568 | 568
195 | NUECES BAY REPOWER CTG 8 |  | NUECES_B_NUECESG8 | NUECES | GAS | COASTAL | 2010 | 157 | 157 | 157 | 157 | 157 | 157 | 157 | 157 | 157 | 157
196 | NUECES BAY REPOWER CTG 9 |  | NUECES_B_NUECESG9 | NUECES | GAS | COASTAL | 2010 | 157 | 157 | 157 | 157 | 157 | 157 | 157 | 157 | 157 | 157
197 | NUECES BAY REPOWER STG 7 |  | NUECES_B_NUECESG7 | NUECES | GAS | COASTAL | 1972 | 319 | 319 | 319 | 319 | 319 | 319 | 319 | 319 | 319 | 319
198 | O W SOMMERS STG 1 |  | CALAVERS_OWS1 | BEXAR | GAS | SOUTH | 1972 | 420 | 420 | 420 | 420 | 420 | 420 | 420 | 420 | 420 | 420
199 | O W SOMMERS STG 2 |  | CALAVERS_OWS2 | BEXAR | GAS | SOUTH | 1974 | 410 | 410 | 410 | 410 | 410 | 410 | 410 | 410 | 410 | 410
200 | ODESSA-ECTOR POWER CTG 11 |  | OECCS_CT11 | ECTOR | GAS | WEST | 2001 | 166.7 | 166.7 | 166.7 | 166.7 | 166.7 | 166.7 | 166.7 | 166.7 | 166.7 | 166.7
201 | ODESSA-ECTOR POWER CTG 12 |  | OECCS_CT12 | ECTOR | GAS | WEST | 2001 | 158.2 | 158.2 | 158.2 | 158.2 | 158.2 | 158.2 | 158.2 | 158.2 | 158.2 | 158.2
202 | ODESSA-ECTOR POWER CTG 21 | 20INR0282 | OECCS_CT21 | ECTOR | GAS | WEST | 2001 | 166.7 | 166.7 | 166.7 | 166.7 | 166.7 | 166.7 | 166.7 | 166.7 | 166.7 | 166.7
203 | ODESSA-ECTOR POWER CTG 22 | 20INR0282 | OECCS_CT22 | ECTOR | GAS | WEST | 2001 | 158.2 | 158.2 | 158.2 | 158.2 | 158.2 | 158.2 | 158.2 | 158.2 | 158.2 | 158.2
204 | ODESSA-ECTOR POWER STG 1 |  | OECCS_UNIT1 | ECTOR | GAS | WEST | 2001 | 206 | 206 | 206 | 206 | 206 | 206 | 206 | 206 | 206 | 206
205 | ODESSA-ECTOR POWER STG 2 | 20INR0282 | OECCS_UNIT2 | ECTOR | GAS | WEST | 2001 | 206 | 206 | 206 | 206 | 206 | 206 | 206 | 206 | 206 | 206
206 | PANDA SHERMAN POWER CTG 1 |  | PANDA_S_SHER1CT1 | GRAYSON | GAS | NORTH | 2014 | 196 | 196 | 196 | 196 | 196 | 196 | 196 | 196 | 196 | 196
207 | PANDA SHERMAN POWER CTG 2 |  | PANDA_S_SHER1CT2 | GRAYSON | GAS | NORTH | 2014 | 195 | 195 | 195 | 195 | 195 | 195 | 195 | 195 | 195 | 195
208 | PANDA SHERMAN POWER STG 1 |  | PANDA_S_SHER1ST1 | GRAYSON | GAS | NORTH | 2014 | 326 | 326 | 326 | 326 | 326 | 326 | 326 | 326 | 326 | 326
209 | PANDA TEMPLE I POWER CTG 1 |  | PANDA_T1_TMPL1CT1 | BELL | GAS | NORTH | 2014 | 195 | 195 | 195 | 195 | 195 | 195 | 195 | 195 | 195 | 195
210 | PANDA TEMPLE I POWER CTG 2 |  | PANDA_T1_TMPL1CT2 | BELL | GAS | NORTH | 2014 | 195 | 195 | 195 | 195 | 195 | 195 | 195 | 195 | 195 | 195
211 | PANDA TEMPLE I POWER STG 1 |  | PANDA_T1_TMPL1ST1 | BELL | GAS | NORTH | 2014 | 312 | 312 | 312 | 312 | 312 | 312 | 312 | 312 | 312 | 312
212 | PANDA TEMPLE II POWER CTG 1 |  | PANDA_T2_TMPL2CT1 | BELL | GAS | NORTH | 2015 | 191.2 | 191.2 | 191.2 | 191.2 | 191.2 | 191.2 | 191.2 | 191.2 | 191.2 | 191.2
213 | PANDA TEMPLE II POWER CTG 2 |  | PANDA_T2_TMPL2CT2 | BELL | GAS | NORTH | 2015 | 191.2 | 191.2 | 191.2 | 191.2 | 191.2 | 191.2 | 191.2 | 191.2 | 191.2 | 191.2
214 | PANDA TEMPLE II POWER STG 1 |  | PANDA_T2_TMPL2ST1 | BELL | GAS | NORTH | 2015 | 334.7 | 334.7 | 334.7 | 334.7 | 334.7 | 334.7 | 334.7 | 334.7 | 334.7 | 334.7
215 | PARIS ENERGY CENTER CTG 1 |  | TNSKA_GT1 | LAMAR | GAS | NORTH | 1989 | 76 | 76 | 76 | 76 | 76 | 76 | 76 | 76 | 76 | 76
216 | PARIS ENERGY CENTER CTG 2 |  | TNSKA_GT2 | LAMAR | GAS | NORTH | 1989 | 76 | 76 | 76 | 76 | 76 | 76 | 76 | 76 | 76 | 76
217 | PARIS ENERGY CENTER STG 1 |  | TNSKA_STG | LAMAR | GAS | NORTH | 1990 | 87 | 87 | 87 | 87 | 87 | 87 | 87 | 87 | 87 | 87
218 | PASADENA COGEN FACILITY CTG 2 |  | PSG_PSG_GT2 | HARRIS | GAS | HOUSTON | 2000 | 164.5 | 164.5 | 164.5 | 164.5 | 164.5 | 164.5 | 164.5 | 164.5 | 164.5 | 164.5
219 | PASADENA COGEN FACILITY CTG 3 |  | PSG_PSG_GT3 | HARRIS | GAS | HOUSTON | 2000 | 164.5 | 164.5 | 164.5 | 164.5 | 164.5 | 164.5 | 164.5 | 164.5 | 164.5 | 164.5
220 | PASADENA COGEN FACILITY STG 2 |  | PSG_PSG_ST2 | HARRIS | GAS | HOUSTON | 2000 | 170.4 | 170.4 | 170.4 | 170.4 | 170.4 | 170.4 | 170.4 | 170.4 | 170.4 | 170.4
221 | PEARSALL ENGINE PLANT IC A |  | PEARSAL2_AGR_A | FRIO | GAS | SOUTH | 2012 | 50.6 | 50.6 | 50.6 | 50.6 | 50.6 | 50.6 | 50.6 | 50.6 | 50.6 | 50.6
222 | PEARSALL ENGINE PLANT IC B |  | PEARSAL2_AGR_B | FRIO | GAS | SOUTH | 2012 | 50.6 | 50.6 | 50.6 | 50.6 | 50.6 | 50.6 | 50.6 | 50.6 | 50.6 | 50.6
223 | PEARSALL ENGINE PLANT IC C |  | PEARSAL2_AGR_C | FRIO | GAS | SOUTH | 2012 | 50.6 | 50.6 | 50.6 | 50.6 | 50.6 | 50.6 | 50.6 | 50.6 | 50.6 | 50.6
224 | PEARSALL ENGINE PLANT IC D |  | PEARSAL2_AGR_D | FRIO | GAS | SOUTH | 2012 | 50.6 | 50.6 | 50.6 | 50.6 | 50.6 | 50.6 | 50.6 | 50.6 | 50.6 | 50.6
225 | PERMIAN BASIN CTG 1 |  | PB2SES_CT1 | WARD | GAS | WEST | 1988 | 63 | 63 | 63 | 63 | 63 | 63 | 63 | 63 | 63 | 63
226 | PERMIAN BASIN CTG 2 |  | PB2SES_CT2 | WARD | GAS | WEST | 1988 | 64 | 64 | 64 | 64 | 64 | 64 | 64 | 64 | 64 | 64
227 | PERMIAN BASIN CTG 3 |  | PB2SES_CT3 | WARD | GAS | WEST | 1988 | 64 | 64 | 64 | 64 | 64 | 64 | 64 | 64 | 64 | 64
228 | PERMIAN BASIN CTG 4 |  | PB2SES_CT4 | WARD | GAS | WEST | 1990 | 64 | 64 | 64 | 64 | 64 | 64 | 64 | 64 | 64 | 64
229 | PERMIAN BASIN CTG 5 |  | PB2SES_CT5 | WARD | GAS | WEST | 1990 | 65 | 65 | 65 | 65 | 65 | 65 | 65 | 65 | 65 | 65
230 | PHR PEAKERS (BAC) CTG 1 |  | BAC_CTG1 | GALVESTON | GAS | HOUSTON | 2018 | 59 | 59 | 59 | 59 | 59 | 59 | 59 | 59 | 59 | 59
231 | PHR PEAKERS (BAC) CTG 2 |  | BAC_CTG2 | GALVESTON | GAS | HOUSTON | 2018 | 61 | 61 | 61 | 61 | 61 | 61 | 61 | 61 | 61 | 61
232 | PHR PEAKERS (BAC) CTG 3 |  | BAC_CTG3 | GALVESTON | GAS | HOUSTON | 2018 | 49 | 49 | 49 | 49 | 49 | 49 | 49 | 49 | 49 | 49
233 | PHR PEAKERS (BAC) CTG 4 |  | BAC_CTG4 | GALVESTON | GAS | HOUSTON | 2018 | 54 | 54 | 54 | 54 | 54 | 54 | 54 | 54 | 54 | 54
234 | PHR PEAKERS (BAC) CTG 5 |  | BAC_CTG5 | GALVESTON | GAS | HOUSTON | 2018 | 54 | 54 | 54 | 54 | 54 | 54 | 54 | 54 | 54 | 54
235 | PHR PEAKERS (BAC) CTG 6 |  | BAC_CTG6 | GALVESTON | GAS | HOUSTON | 2018 | 52 | 52 | 52 | 52 | 52 | 52 | 52 | 52 | 52 | 52
236 | POWERLANE PLANT STG 1 |  | STEAM1A_STEAM_1 | HUNT | GAS | NORTH | 1966 | 17.5 | 17.5 | 17.5 | 17.5 | 17.5 | 17.5 | 17.5 | 17.5 | 17.5 | 17.5
237 | POWERLANE PLANT STG 2 |  | STEAM_STEAM_2 | HUNT | GAS | NORTH | 1967 | 23.5 | 23.5 | 23.5 | 23.5 | 23.5 | 23.5 | 23.5 | 23.5 | 23.5 | 23.5
238 | POWERLANE PLANT STG 3 |  | STEAM_STEAM_3 | HUNT | GAS | NORTH | 1978 | 39.5 | 39.5 | 39.5 | 39.5 | 39.5 | 39.5 | 39.5 | 39.5 | 39.5 | 39.5
239 | QUAIL RUN ENERGY CTG 1 |  | QALSW_GT1 | ECTOR | GAS | WEST | 2007 | 74 | 74 | 74 | 74 | 74 | 74 | 74 | 74 | 74 | 74
240 | QUAIL RUN ENERGY CTG 2 |  | QALSW_GT2 | ECTOR | GAS | WEST | 2007 | 74 | 74 | 74 | 74 | 74 | 74 | 74 | 74 | 74 | 74
241 | QUAIL RUN ENERGY CTG 3 |  | QALSW_GT3 | ECTOR | GAS | WEST | 2008 | 72 | 72 | 72 | 72 | 72 | 72 | 72 | 72 | 72 | 72
242 | QUAIL RUN ENERGY CTG 4 |  | QALSW_GT4 | ECTOR | GAS | WEST | 2008 | 72 | 72 | 72 | 72 | 72 | 72 | 72 | 72 | 72 | 72
243 | QUAIL RUN ENERGY STG 1 |  | QALSW_STG1 | ECTOR | GAS | WEST | 2007 | 98 | 98 | 98 | 98 | 98 | 98 | 98 | 98 | 98 | 98
244 | QUAIL RUN ENERGY STG 2 |  | QALSW_STG2 | ECTOR | GAS | WEST | 2008 | 98 | 98 | 98 | 98 | 98 | 98 | 98 | 98 | 98 | 98
245 | R MASSENGALE GT8 (LP&L) |  | MASSENGL_G8 | LUBBOCK | GAS | PANHANDLE | 2000 | 0 | 38 | 38 | 38 | 38 | 38 | 38 | 38 | 38 | 38
246 | R MASSENGALE ST7 (LP&L) |  | MASSENGL_G7 | LUBBOCK | GAS | PANHANDLE | 1959 | 0 | 20 | 20 | 20 | 20 | 20 | 20 | 20 | 20 | 20
247 | R W MILLER CTG 4 |  | MIL_MILLERG4 | PALO PINTO | GAS | NORTH | 1994 | 100 | 100 | 100 | 100 | 100 | 100 | 100 | 100 | 100 | 100
248 | R W MILLER CTG 5 |  | MIL_MILLERG5 | PALO PINTO | GAS | NORTH | 1994 | 100 | 100 | 100 | 100 | 100 | 100 | 100 | 100 | 100 | 100
249 | R W MILLER STG 1 |  | MIL_MILLERG1 | PALO PINTO | GAS | NORTH | 1968 | 70 | 70 | 70 | 70 | 70 | 70 | 70 | 70 | 70 | 70
250 | R W MILLER STG 2 |  | MIL_MILLERG2 | PALO PINTO | GAS | NORTH | 1972 | 118 | 118 | 118 | 118 | 118 | 118 | 118 | 118 | 118 | 118
251 | R W MILLER STG 3 |  | MIL_MILLERG3 | PALO PINTO | GAS | NORTH | 1975 | 208 | 208 | 208 | 208 | 208 | 208 | 208 | 208 | 208 | 208
252 | RAY OLINGER CTG 4 |  | OLINGR_OLING_4 | COLLIN | GAS | NORTH | 2001 | 75 | 75 | 75 | 75 | 75 | 75 | 75 | 75 | 75 | 75
253 | RAY OLINGER STG 1 |  | OLINGR_OLING_1 | COLLIN | GAS | NORTH | 1967 | 78 | 78 | 78 | 78 | 78 | 78 | 78 | 78 | 78 | 78
254 | RAY OLINGER STG 2 |  | OLINGR_OLING_2 | COLLIN | GAS | NORTH | 1971 | 107 | 107 | 107 | 107 | 107 | 107 | 107 | 107 | 107 | 107
255 | RAY OLINGER STG 3 |  | OLINGR_OLING_3 | COLLIN | GAS | NORTH | 1975 | 146 | 146 | 146 | 146 | 146 | 146 | 146 | 146 | 146 | 146
256 | REDGATE IC A |  | REDGATE_AGR_A | HIDALGO | GAS | SOUTH | 2016 | 56.3 | 56.3 | 56.3 | 56.3 | 56.3 | 56.3 | 56.3 | 56.3 | 56.3 | 56.3
257 | REDGATE IC B |  | REDGATE_AGR_B | HIDALGO | GAS | SOUTH | 2016 | 56.3 | 56.3 | 56.3 | 56.3 | 56.3 | 56.3 | 56.3 | 56.3 | 56.3 | 56.3
258 | REDGATE IC C |  | REDGATE_AGR_C | HIDALGO | GAS | SOUTH | 2016 | 56.3 | 56.3 | 56.3 | 56.3 | 56.3 | 56.3 | 56.3 | 56.3 | 56.3 | 56.3
259 | REDGATE IC D |  | REDGATE_AGR_D | HIDALGO | GAS | SOUTH | 2016 | 56.3 | 56.3 | 56.3 | 56.3 | 56.3 | 56.3 | 56.3 | 56.3 | 56.3 | 56.3
260 | RIO NOGALES POWER CTG 1 |  | RIONOG_CT1 | GUADALUPE | GAS | SOUTH | 2002 | 166 | 166 | 166 | 166 | 166 | 166 | 166 | 166 | 166 | 166
261 | RIO NOGALES POWER CTG 2 | 21INR0328 | RIONOG_CT2 | GUADALUPE | GAS | SOUTH | 2002 | 150 | 165 | 165 | 165 | 165 | 165 | 165 | 165 | 165 | 165
262 | RIO NOGALES POWER CTG 3 | 20INR0272 | RIONOG_CT3 | GUADALUPE | GAS | SOUTH | 2002 | 165 | 165 | 165 | 165 | 165 | 165 | 165 | 165 | 165 | 165
263 | RIO NOGALES POWER STG 4 | 20INR0272 | RIONOG_ST1 | GUADALUPE | GAS | SOUTH | 2002 | 286 | 286 | 286 | 286 | 286 | 286 | 286 | 286 | 286 | 286
264 | SAM RAYBURN POWER CTG 1 |  | RAYBURN_RAYBURG1 | VICTORIA | GAS | SOUTH | 1963 | 11 | 11 | 11 | 11 | 11 | 11 | 11 | 11 | 11 | 11
265 | SAM RAYBURN POWER CTG 2 |  | RAYBURN_RAYBURG2 | VICTORIA | GAS | SOUTH | 1963 | 11 | 11 | 11 | 11 | 11 | 11 | 11 | 11 | 11 | 11
266 | SAM RAYBURN POWER CTG 7 |  | RAYBURN_RAYBURG7 | VICTORIA | GAS | SOUTH | 2003 | 50 | 50 | 50 | 50 | 50 | 50 | 50 | 50 | 50 | 50
267 | SAM RAYBURN POWER CTG 8 |  | RAYBURN_RAYBURG8 | VICTORIA | GAS | SOUTH | 2003 | 50 | 50 | 50 | 50 | 50 | 50 | 50 | 50 | 50 | 50
268 | SAM RAYBURN POWER CTG 9 |  | RAYBURN_RAYBURG9 | VICTORIA | GAS | SOUTH | 2003 | 50 | 50 | 50 | 50 | 50 | 50 | 50 | 50 | 50 | 50
269 | SAM RAYBURN POWER STG 10 |  | RAYBURN_RAYBURG10 | VICTORIA | GAS | SOUTH | 2003 | 40 | 40 | 40 | 40 | 40 | 40 | 40 | 40 | 40 | 40
270 | SAN JACINTO SES CTG 1 |  | SJS_SJS_G1 | HARRIS | GAS | HOUSTON | 1995 | 80 | 80 | 80 | 80 | 80 | 80 | 80 | 80 | 80 | 80
271 | SAN JACINTO SES CTG 2 |  | SJS_SJS_G2 | HARRIS | GAS | HOUSTON | 1995 | 80 | 80 | 80 | 80 | 80 | 80 | 80 | 80 | 80 | 80
272 | SANDHILL ENERGY CENTER CTG 1 |  | SANDHSYD_SH1 | TRAVIS | GAS | SOUTH | 2001 | 47 | 47 | 47 | 47 | 47 | 47 | 47 | 47 | 47 | 47
273 | SANDHILL ENERGY CENTER CTG 2 |  | SANDHSYD_SH2 | TRAVIS | GAS | SOUTH | 2001 | 47 | 47 | 47 | 47 | 47 | 47 | 47 | 47 | 47 | 47
274 | SANDHILL ENERGY CENTER CTG 3 |  | SANDHSYD_SH3 | TRAVIS | GAS | SOUTH | 2001 | 47 | 47 | 47 | 47 | 47 | 47 | 47 | 47 | 47 | 47
275 | SANDHILL ENERGY CENTER CTG 4 |  | SANDHSYD_SH4 | TRAVIS | GAS | SOUTH | 2001 | 47 | 47 | 47 | 47 | 47 | 47 | 47 | 47 | 47 | 47
276 | SANDHILL ENERGY CENTER CTG 5A |  | SANDHSYD_SH_5A | TRAVIS | GAS | SOUTH | 2004 | 142 | 142 | 142 | 142 | 142 | 142 | 142 | 142 | 142 | 142
277 | SANDHILL ENERGY CENTER CTG 6 |  | SANDHSYD_SH6 | TRAVIS | GAS | SOUTH | 2010 | 47 | 47 | 47 | 47 | 47 | 47 | 47 | 47 | 47 | 47
278 | SANDHILL ENERGY CENTER CTG 7 |  | SANDHSYD_SH7 | TRAVIS | GAS | SOUTH | 2010 | 47 | 47 | 47 | 47 | 47 | 47 | 47 | 47 | 47 | 47
279 | SANDHILL ENERGY CENTER STG 5C |  | SANDHSYD_SH_5C | TRAVIS | GAS | SOUTH | 2004 | 139 | 139 | 139 | 139 | 139 | 139 | 139 | 139 | 139 | 139
280 | SILAS RAY CTG 10 |  | SILASRAY_SILAS_10 | CAMERON | GAS | COASTAL | 2004 | 46 | 46 | 46 | 46 | 46 | 46 | 46 | 46 | 46 | 46
281 | SILAS RAY POWER CTG 9 |  | SILASRAY_SILAS_9 | CAMERON | GAS | COASTAL | 1996 | 38 | 38 | 38 | 38 | 38 | 38 | 38 | 38 | 38 | 38
282 | SILAS RAY POWER STG 6 |  | SILASRAY_SILAS_6 | CAMERON | GAS | COASTAL | 1962 | 20 | 20 | 20 | 20 | 20 | 20 | 20 | 20 | 20 | 20
283 | SIM GIDEON STG 1 |  | GIDEON_GIDEONG1 | BASTROP | GAS | SOUTH | 1965 | 130 | 130 | 130 | 130 | 130 | 130 | 130 | 130 | 130 | 130
284 | SIM GIDEON STG 2 |  | GIDEON_GIDEONG2 | BASTROP | GAS | SOUTH | 1968 | 135 | 135 | 135 | 135 | 135 | 135 | 135 | 135 | 135 | 135
285 | SIM GIDEON STG 3 |  | GIDEON_GIDEONG3 | BASTROP | GAS | SOUTH | 1972 | 336 | 336 | 336 | 336 | 336 | 336 | 336 | 336 | 336 | 336
286 | SKY GLOBAL POWER ONE IC A |  | SKY1_SKY1A | COLORADO | GAS | SOUTH | 2016 | 26.7 | 26.7 | 26.7 | 26.7 | 26.7 | 26.7 | 26.7 | 26.7 | 26.7 | 26.7
287 | SKY GLOBAL POWER ONE IC B |  | SKY1_SKY1B | COLORADO | GAS | SOUTH | 2016 | 26.7 | 26.7 | 26.7 | 26.7 | 26.7 | 26.7 | 26.7 | 26.7 | 26.7 | 26.7
288 | STRYKER CREEK STG 1 |  | SCSES_UNIT1A | CHEROKEE | GAS | NORTH | 1958 | 167 | 167 | 167 | 167 | 167 | 167 | 167 | 167 | 167 | 167
289 | STRYKER CREEK STG 2 |  | SCSES_UNIT2 | CHEROKEE | GAS | NORTH | 1965 | 502 | 502 | 502 | 502 | 502 | 502 | 502 | 502 | 502 | 502
290 | T H WHARTON CTG 1 |  | THW_THWGT_1 | HARRIS | GAS | HOUSTON | 1967 | 13 | 13 | 13 | 13 | 13 | 13 | 13 | 13 | 13 | 13
291 | T H WHARTON POWER CTG 31 |  | THW_THWGT31 | HARRIS | GAS | HOUSTON | 1972 | 54 | 54 | 54 | 54 | 54 | 54 | 54 | 54 | 54 | 54
292 | T H WHARTON POWER CTG 32 |  | THW_THWGT32 | HARRIS | GAS | HOUSTON | 1972 | 54 | 54 | 54 | 54 | 54 | 54 | 54 | 54 | 54 | 54
293 | T H WHARTON POWER CTG 33 |  | THW_THWGT33 | HARRIS | GAS | HOUSTON | 1972 | 54 | 54 | 54 | 54 | 54 | 54 | 54 | 54 | 54 | 54
294 | T H WHARTON POWER CTG 34 |  | THW_THWGT34 | HARRIS | GAS | HOUSTON | 1972 | 54 | 54 | 54 | 54 | 54 | 54 | 54 | 54 | 54 | 54
295 | T H WHARTON POWER CTG 41 |  | THW_THWGT41 | HARRIS | GAS | HOUSTON | 1972 | 54 | 54 | 54 | 54 | 54 | 54 | 54 | 54 | 54 | 54
296 | T H WHARTON POWER CTG 42 |  | THW_THWGT42 | HARRIS | GAS | HOUSTON | 1972 | 54 | 54 | 54 | 54 | 54 | 54 | 54 | 54 | 54 | 54
297 | T H WHARTON POWER CTG 43 |  | THW_THWGT43 | HARRIS | GAS | HOUSTON | 1974 | 54 | 54 | 54 | 54 | 54 | 54 | 54 | 54 | 54 | 54
298 | T H WHARTON POWER CTG 44 |  | THW_THWGT44 | HARRIS | GAS | HOUSTON | 1974 | 54 | 54 | 54 | 54 | 54 | 54 | 54 | 54 | 54 | 54
299 | T H WHARTON POWER CTG 51 |  | THW_THWGT51 | HARRIS | GAS | HOUSTON | 1975 | 56 | 56 | 56 | 56 | 56 | 56 | 56 | 56 | 56 | 56
300 | T H WHARTON POWER CTG 52 |  | THW_THWGT52 | HARRIS | GAS | HOUSTON | 1975 | 56 | 56 | 56 | 56 | 56 | 56 | 56 | 56 | 56 | 56
301 | T H WHARTON POWER CTG 53 |  | THW_THWGT53 | HARRIS | GAS | HOUSTON | 1975 | 56 | 56 | 56 | 56 | 56 | 56 | 56 | 56 | 56 | 56
302 | T H WHARTON POWER CTG 54 |  | THW_THWGT54 | HARRIS | GAS | HOUSTON | 1975 | 56 | 56 | 56 | 56 | 56 | 56 | 56 | 56 | 56 | 56
303 | T H WHARTON POWER CTG 55 |  | THW_THWGT55 | HARRIS | GAS | HOUSTON | 1975 | 56 | 56 | 56 | 56 | 56 | 56 | 56 | 56 | 56 | 56
304 | T H WHARTON POWER CTG 56 |  | THW_THWGT56 | HARRIS | GAS | HOUSTON | 1975 | 56 | 56 | 56 | 56 | 56 | 56 | 56 | 56 | 56 | 56
305 | T H WHARTON POWER STG 3 |  | THW_THWST_3 | HARRIS | GAS | HOUSTON | 1974 | 110 | 110 | 110 | 110 | 110 | 110 | 110 | 110 | 110 | 110
306 | T H WHARTON POWER STG 4 |  | THW_THWST_4 | HARRIS | GAS | HOUSTON | 1974 | 110 | 110 | 110 | 110 | 110 | 110 | 110 | 110 | 110 | 110
307 | TEXAS CITY POWER CTG A |  | TXCTY_CTA | GALVESTON | GAS | HOUSTON | 2000 | 80.3 | 80.3 | 80.3 | 80.3 | 80.3 | 80.3 | 80.3 | 80.3 | 80.3 | 80.3
308 | TEXAS CITY POWER CTG B |  | TXCTY_CTB | GALVESTON | GAS | HOUSTON | 2000 | 80.3 | 80.3 | 80.3 | 80.3 | 80.3 | 80.3 | 80.3 | 80.3 | 80.3 | 80.3
309 | TEXAS CITY POWER CTG C |  | TXCTY_CTC | GALVESTON | GAS | HOUSTON | 2000 | 80.3 | 80.3 | 80.3 | 80.3 | 80.3 | 80.3 | 80.3 | 80.3 | 80.3 | 80.3
310 | TEXAS CITY POWER STG |  | TXCTY_ST | GALVESTON | GAS | HOUSTON | 2000 | 124.9 | 124.9 | 124.9 | 124.9 | 124.9 | 124.9 | 124.9 | 124.9 | 124.9 | 124.9
311 | TEXAS GULF SULPHUR CTG 1 |  | TGF_TGFGT_1 | WHARTON | GAS | SOUTH | 1985 | 69 | 69 | 69 | 69 | 69 | 69 | 69 | 69 | 69 | 69
312 | TRINIDAD STG 6 |  | TRSES_UNIT6 | HENDERSON | GAS | NORTH | 1965 | 235 | 235 | 235 | 235 | 235 | 235 | 235 | 235 | 235 | 235
313 | TY COOKE GT 2 |  | TO_BE_DETERMINED | LUBBOCK | GAS | PANHANDLE | 1971 | 0 | 16 | 16 | 16 | 16 | 16 | 16 | 16 | 16 | 16
314 | TY COOKE GT 3 |  | TO_BE_DETERMINED | LUBBOCK | GAS | PANHANDLE | 1974 | 0 | 17 | 17 | 17 | 17 | 17 | 17 | 17 | 17 | 17
315 | V H BRAUNIG CTG 5 |  | BRAUNIG_VHB6CT5 | BEXAR | GAS | SOUTH | 2009 | 48 | 48 | 48 | 48 | 48 | 48 | 48 | 48 | 48 | 48
316 | V H BRAUNIG CTG 6 |  | BRAUNIG_VHB6CT6 | BEXAR | GAS | SOUTH | 2009 | 48 | 48 | 48 | 48 | 48 | 48 | 48 | 48 | 48 | 48
317 | V H BRAUNIG CTG 7 |  | BRAUNIG_VHB6CT7 | BEXAR | GAS | SOUTH | 2009 | 48 | 48 | 48 | 48 | 48 | 48 | 48 | 48 | 48 | 48
318 | V H BRAUNIG CTG 8 |  | BRAUNIG_VHB6CT8 | BEXAR | GAS | SOUTH | 2009 | 47 | 47 | 47 | 47 | 47 | 47 | 47 | 47 | 47 | 47
319 | V H BRAUNIG STG 1 |  | BRAUNIG_VHB1 | BEXAR | GAS | SOUTH | 1966 | 217 | 217 | 217 | 217 | 217 | 217 | 217 | 217 | 217 | 217
320 | V H BRAUNIG STG 2 |  | BRAUNIG_VHB2 | BEXAR | GAS | SOUTH | 1968 | 230 | 230 | 230 | 230 | 230 | 230 | 230 | 230 | 230 | 230
321 | V H BRAUNIG STG 3 |  | BRAUNIG_VHB3 | BEXAR | GAS | SOUTH | 1970 | 412 | 412 | 412 | 412 | 412 | 412 | 412 | 412 | 412 | 412
322 | VICTORIA PORT (VICTPORT) CTG 1 |  | VICTPORT_CTG01 | VICTORIA | GAS | SOUTH | 2019 | 44 | 44 | 44 | 44 | 44 | 44 | 44 | 44 | 44 | 44
323 | VICTORIA PORT (VICTPORT) CTG 2 |  | VICTPORT_CTG02 | VICTORIA | GAS | SOUTH | 2019 | 44 | 44 | 44 | 44 | 44 | 44 | 44 | 44 | 44 | 44
324 | VICTORIA POWER CTG 6 |  | VICTORIA_VICTORG6 | VICTORIA | GAS | SOUTH | 2009 | 160 | 160 | 160 | 160 | 160 | 160 | 160 | 160 | 160 | 160
325 | VICTORIA POWER STG 5 |  | VICTORIA_VICTORG5 | VICTORIA | GAS | SOUTH | 1963 | 125 | 125 | 125 | 125 | 125 | 125 | 125 | 125 | 125 | 125
326 | W A PARISH CTG 1 |  | WAP_WAPGT_1 | FT. BEND | GAS | HOUSTON | 1967 | 13 | 13 | 13 | 13 | 13 | 13 | 13 | 13 | 13 | 13
327 | W A PARISH STG 1 |  | WAP_WAP_G1 | FT. BEND | GAS | HOUSTON | 1958 | 169 | 169 | 169 | 169 | 169 | 169 | 169 | 169 | 169 | 169
328 | W A PARISH STG 2 |  | WAP_WAP_G2 | FT. BEND | GAS | HOUSTON | 1958 | 169 | 169 | 169 | 169 | 169 | 169 | 169 | 169 | 169 | 169
329 | W A PARISH STG 3 |  | WAP_WAP_G3 | FT. BEND | GAS | HOUSTON | 1961 | 240 | 240 | 240 | 240 | 240 | 240 | 240 | 240 | 240 | 240
330 | W A PARISH STG 4 |  | WAP_WAP_G4 | FT. BEND | GAS | HOUSTON | 1968 | 527 | 527 | 527 | 527 | 527 | 527 | 527 | 527 | 527 | 527
331 | WICHITA FALLS CTG 1 |  | WFCOGEN_UNIT1 | WICHITA | GAS | WEST | 1987 | 20 | 20 | 20 | 20 | 20 | 20 | 20 | 20 | 20 | 20
332 | WICHITA FALLS CTG 2 |  | WFCOGEN_UNIT2 | WICHITA | GAS | WEST | 1987 | 20 | 20 | 20 | 20 | 20 | 20 | 20 | 20 | 20 | 20
333 | WICHITA FALLS CTG 3 |  | WFCOGEN_UNIT3 | WICHITA | GAS | WEST | 1987 | 20 | 20 | 20 | 20 | 20 | 20 | 20 | 20 | 20 | 20
334 | WICHITA FALLS STG 4 |  | WFCOGEN_UNIT4 | WICHITA | GAS | WEST | 1987 | 17 | 17 | 17 | 17 | 17 | 17 | 17 | 17 | 17 | 17
335 | WINCHESTER POWER PARK CTG 1 |  | WIPOPA_WPP_G1 | FAYETTE | GAS | SOUTH | 2009 | 44 | 44 | 44 | 44 | 44 | 44 | 44 | 44 | 44 | 44
336 | WINCHESTER POWER PARK CTG 2 |  | WIPOPA_WPP_G2 | FAYETTE | GAS | SOUTH | 2009 | 44 | 44 | 44 | 44 | 44 | 44 | 44 | 44 | 44 | 44
337 | WINCHESTER POWER PARK CTG 3 |  | WIPOPA_WPP_G3 | FAYETTE | GAS | SOUTH | 2009 | 44 | 44 | 44 | 44 | 44 | 44 | 44 | 44 | 44 | 44
338 | WINCHESTER POWER PARK CTG 4 |  | WIPOPA_WPP_G4 | FAYETTE | GAS | SOUTH | 2009 | 44 | 44 | 44 | 44 | 44 | 44 | 44 | 44 | 44 | 44
339 | WISE-TRACTEBEL POWER CTG 1 | 20INR0286 | WCPP_CT1 | WISE | GAS | NORTH | 2004 | 203 | 239.3333 | 239.3333 | 239.3333 | 239.3333 | 239.3333 | 239.3333 | 239.3333 | 239.3333 | 239.3333
340 | WISE-TRACTEBEL POWER CTG 2 | 20INR0286 | WCPP_CT2 | WISE | GAS | NORTH | 2004 | 197 | 233.3333 | 233.3333 | 233.3333 | 233.3333 | 233.3333 | 233.3333 | 233.3333 | 233.3333 | 233.3333
341 | WISE-TRACTEBEL POWER STG 1 | 20INR0286 | WCPP_ST1 | WISE | GAS | NORTH | 2004 | 272 | 308.3333 | 308.3333 | 308.3333 | 308.3333 | 308.3333 | 308.3333 | 308.3333 | 308.3333 | 308.3333
342 | WOLF HOLLOW 2 CTG 4 | 18INR0076 | WHCCS2_CT4 | HOOD | GAS | NORTH | 2017 | 327.8 | 327.8 | 327.8 | 327.8 | 327.8 | 327.8 | 327.8 | 327.8 | 327.8 | 327.8
343 | WOLF HOLLOW 2 CTG 5 | 18INR0076 | WHCCS2_CT5 | HOOD | GAS | NORTH | 2017 | 329.3 | 329.3 | 329.3 | 329.3 | 329.3 | 329.3 | 329.3 | 329.3 | 329.3 | 329.3
344 | WOLF HOLLOW 2 STG 6 | 18INR0076 | WHCCS2_STG6 | HOOD | GAS | NORTH | 2017 | 458.3 | 458.3 | 458.3 | 458.3 | 458.3 | 458.3 | 458.3 | 458.3 | 458.3 | 458.3
345 | WOLF HOLLOW POWER CTG 1 |  | WHCCS_CT1 | HOOD | GAS | NORTH | 2002 | 212.5 | 212.5 | 212.5 | 212.5 | 212.5 | 212.5 | 212.5 | 212.5 | 212.5 | 212.5
346 | WOLF HOLLOW POWER CTG 2 |  | WHCCS_CT2 | HOOD | GAS | NORTH | 2002 | 212.5 | 212.5 | 212.5 | 212.5 | 212.5 | 212.5 | 212.5 | 212.5 | 212.5 | 212.5
347 | WOLF HOLLOW POWER STG |  | WHCCS_STG | HOOD | GAS | NORTH | 2002 | 280 | 280 | 280 | 280 | 280 | 280 | 280 | 280 | 280 | 280
348 | NACOGDOCHES POWER |  | NACPW_UNIT1 | NACOGDOCHES | BIOMASS | NORTH | 2012 | 105 | 105 | 105 | 105 | 105 | 105 | 105 | 105 | 105 | 105
349 | Operational Capacity Total (Nuclear, Coal, Gas, Biomass) | [6 empty] | 64479.2 | 64715.2 | 64749.8 | 64749.8 | 64749.8 | 64749.8 | 64749.8 | 64749.8 | 64749.8 | 64749.8
350
351 | Operational Resources (Hydro)
352 | AMISTAD HYDRO 1 |  | AMISTAD_AMISTAG1 | VAL VERDE | HYDRO | WEST | 1983 | 37.9 | 37.9 | 37.9 | 37.9 | 37.9 | 37.9 | 37.9 | 37.9 | 37.9 | 37.9
353 | AMISTAD HYDRO 2 |  | AMISTAD_AMISTAG2 | VAL VERDE | HYDRO | WEST | 1983 | 37.9 | 37.9 | 37.9 | 37.9 | 37.9 | 37.9 | 37.9 | 37.9 | 37.9 | 37.9
354 | AUSTIN HYDRO 1 |  | AUSTPL_AUSTING1 | TRAVIS | HYDRO | SOUTH | 1940 | 8 | 8 | 8 | 8 | 8 | 8 | 8 | 8 | 8 | 8
355 | AUSTIN HYDRO 2 |  | AUSTPL_AUSTING2 | TRAVIS | HYDRO | SOUTH | 1940 | 9 | 9 | 9 | 9 | 9 | 9 | 9 | 9 | 9 | 9
356 | BUCHANAN HYDRO 1 |  | BUCHAN_BUCHANG1 | LLANO | HYDRO | SOUTH | 1938 | 16 | 16 | 16 | 16 | 16 | 16 | 16 | 16 | 16 | 16
357 | BUCHANAN HYDRO 2 |  | BUCHAN_BUCHANG2 | LLANO | HYDRO | SOUTH | 1938 | 16 | 16 | 16 | 16 | 16 | 16 | 16 | 16 | 16 | 16
358 | BUCHANAN HYDRO 3 |  | BUCHAN_BUCHANG3 | LLANO | HYDRO | SOUTH | 1950 | 17 | 17 | 17 | 17 | 17 | 17 | 17 | 17 | 17 | 17
359 | DENISON DAM 1 |  | DNDAM_DENISOG1 | GRAYSON | HYDRO | NORTH | 1944 | 40 | 40 | 40 | 40 | 40 | 40 | 40 | 40 | 40 | 40
360 | DENISON DAM 2 |  | DNDAM_DENISOG2 | GRAYSON | HYDRO | NORTH | 1948 | 40 | 40 | 40 | 40 | 40 | 40 | 40 | 40 | 40 | 40
361 | EAGLE PASS HYDRO |  | EAGLE_HY_EAGLE_HY1 | MAVERICK | HYDRO | SOUTH | 2005 | 9.6 | 9.6 | 9.6 | 9.6 | 9.6 | 9.6 | 9.6 | 9.6 | 9.6 | 9.6
362 | FALCON HYDRO 1 |  | FALCON_FALCONG1 | STARR | HYDRO | SOUTH | 1954 | 12 | 12 | 12 | 12 | 12 | 12 | 12 | 12 | 12 | 12
363 | FALCON HYDRO 2 |  | FALCON_FALCONG2 | STARR | HYDRO | SOUTH | 1954 | 12 | 12 | 12 | 12 | 12 | 12 | 12 | 12 | 12 | 12
364 | FALCON HYDRO 3 |  | FALCON_FALCONG3 | STARR | HYDRO | SOUTH | 1954 | 12 | 12 | 12 | 12 | 12 | 12 | 12 | 12 | 12 | 12
365 | GRANITE SHOALS HYDRO 1 |  | WIRTZ_WIRTZ_G1 | BURNET | HYDRO | SOUTH | 1951 | 29 | 29 | 29 | 29 | 29 | 29 | 29 | 29 | 29 | 29
366 | GRANITE SHOALS HYDRO 2 |  | WIRTZ_WIRTZ_G2 | BURNET | HYDRO | SOUTH | 1951 | 29 | 29 | 29 | 29 | 29 | 29 | 29 | 29 | 29 | 29
367 | GUADALUPE BLANCO RIVER AUTH-CANYON |  | CANYHY_CANYHYG1 | COMAL | HYDRO | SOUTH | 1989 | 6 | 6 | 6 | 6 | 6 | 6 | 6 | 6 | 6 | 6
368 | INKS HYDRO 1 |  | INKSDA_INKS_G1 | LLANO | HYDRO | SOUTH | 1938 | 14 | 14 | 14 | 14 | 14 | 14 | 14 | 14 | 14 | 14
369 | MARBLE FALLS HYDRO 1 |  | MARBFA_MARBFAG1 | BURNET | HYDRO | SOUTH | 1951 | 21 | 21 | 21 | 21 | 21 | 21 | 21 | 21 | 21 | 21
370 | MARBLE FALLS HYDRO 2 |  | MARBFA_MARBFAG2 | BURNET | HYDRO | SOUTH | 1951 | 20 | 20 | 20 | 20 | 20 | 20 | 20 | 20 | 20 | 20
371 | MARSHALL FORD HYDRO 1 |  | MARSFO_MARSFOG1 | TRAVIS | HYDRO | SOUTH | 1941 | 36 | 36 | 36 | 36 | 36 | 36 | 36 | 36 | 36 | 36
372 | MARSHALL FORD HYDRO 2 |  | MARSFO_MARSFOG2 | TRAVIS | HYDRO | SOUTH | 1941 | 36 | 36 | 36 | 36 | 36 | 36 | 36 | 36 | 36 | 36
373 | MARSHALL FORD HYDRO 3 |  | MARSFO_MARSFOG3 | TRAVIS | HYDRO | SOUTH | 1941 | 29 | 29 | 29 | 29 | 29 | 29 | 29 | 29 | 29 | 29
374 | WHITNEY DAM HYDRO |  | WND_WHITNEY1 | BOSQUE | HYDRO | NORTH | 1953 | 22 | 22 | 22 | 22 | 22 | 22 | 22 | 22 | 22 | 22
375 | WHITNEY DAM HYDRO 2 |  | WND_WHITNEY2 | BOSQUE | HYDRO | NORTH | 1953 | 22 | 22 | 22 | 22 | 22 | 22 | 22 | 22 | 22 | 22
376 | Operational Capacity Total (Hydro) | [6 empty] | 531.4 | 531.4 | 531.4 | 531.4 | 531.4 | 531.4 | 531.4 | 531.4 | 531.4 | 531.4
377 | Hydro Capacity Contribution (Top 20 Hours) |  | HYDRO_CAP_CONT |  |  |  |  | 457.5413 | 457.5413 | 457.5413 | 457.5413 | 457.5413 | 457.5413 | 457.5413 | 457.5413 | 457.5413 | 457.5413
378
379 | Operational Capacity Unavailable due to Extended Outage or Derate |  | OPERATION_UNAVAIL |  |  |  |  | 0 | 0 | 0 | 0 | 0 | 0 | 0 | 0 | 0 | 0
380 | Operational Capacity Total (Including Hydro) |  | OPERATION_TOTAL |  |  |  |  | 64936.7413 | 65172.7413 | 65207.3413 | 65207.3413 | 65207.3413 | 65207.3413 | 65207.3413 | 65207.3413 | 65207.3413 | 65207.3413
381
382 | Operational Resources (Switchable)
383 | ANTELOPE IC 1 |  | AEEC_ANTLP_1 | HALE | GAS | PANHANDLE | 2016 | 54 | 54 | 54 | 54 | 54 | 54 | 54 | 54 | 54 | 54
384 | ANTELOPE IC 2 |  | AEEC_ANTLP_2 | HALE | GAS | PANHANDLE | 2016 | 54 | 54 | 54 | 54 | 54 | 54 | 54 | 54 | 54 | 54
385 | ANTELOPE IC 3 |  | AEEC_ANTLP_3 | HALE | GAS | PANHANDLE | 2016 | 54 | 54 | 54 | 54 | 54 | 54 | 54 | 54 | 54 | 54
386 | ELK STATION CTG 1 |  | AEEC_ELK_1 | HALE | GAS | PANHANDLE | 2016 | 190 | 190 | 190 | 190 | 190 | 190 | 190 | 190 | 190 | 190
387 | ELK STATION CTG 2 |  | AEEC_ELK_2 | HALE | GAS | PANHANDLE | 2016 | 190 | 190 | 190 | 190 | 190 | 190 | 190 | 190 | 190 | 190
388 | TENASKA FRONTIER STATION CTG 1 |  | FTR_FTR_G1 | GRIMES | GAS | NORTH | 2000 | 160 | 160 | 160 | 160 | 160 | 160 | 160 | 160 | 160 | 160
389 | TENASKA FRONTIER STATION CTG 2 |  | FTR_FTR_G2 | GRIMES | GAS | NORTH | 2000 | 160 | 160 | 160 | 160 | 160 | 160 | 160 | 160 | 160 | 160
390 | TENASKA FRONTIER STATION CTG 3 |  | FTR_FTR_G3 | GRIMES | GAS | NORTH | 2000 | 160 | 160 | 160 | 160 | 160 | 160 | 160 | 160 | 160 | 160
391 | TENASKA FRONTIER STATION STG 4 |  | FTR_FTR_G4 | GRIMES | GAS | NORTH | 2000 | 400 | 400 | 400 | 400 | 400 | 400 | 400 | 400 | 400 | 400
392 | TENASKA GATEWAY STATION CTG 1 |  | TGCCS_CT1 | RUSK | GAS | NORTH | 2001 | 156 | 156 | 156 | 156 | 156 | 156 | 156 | 156 | 156 | 156
393 | TENASKA GATEWAY STATION CTG 2 |  | TGCCS_CT2 | RUSK | GAS | NORTH | 2001 | 135 | 135 | 135 | 135 | 135 | 135 | 135 | 135 | 135 | 135
394 | TENASKA GATEWAY STATION CTG 3 |  | TGCCS_CT3 | RUSK | GAS | NORTH | 2001 | 153 | 153 | 153 | 153 | 153 | 153 | 153 | 153 | 153 | 153
395 | TENASKA GATEWAY STATION STG 4 |  | TGCCS_UNIT4 | RUSK | GAS | NORTH | 2001 | 402 | 402 | 402 | 402 | 402 | 402 | 402 | 402 | 402 | 402
396 | TENASKA KIAMICHI STATION 1CT101 |  | KMCHI_1CT101 | FANNIN | GAS | NORTH | 2003 | 151 | 151 | 151 | 151 | 151 | 151 | 151 | 151 | 151 | 151
397 | TENASKA KIAMICHI STATION 1CT201 |  | KMCHI_1CT201 | FANNIN | GAS | NORTH | 2003 | 148 | 148 | 148 | 148 | 148 | 148 | 148 | 148 | 148 | 148
398 | TENASKA KIAMICHI STATION 1ST |  | KMCHI_1ST | FANNIN | GAS | NORTH | 2003 | 310 | 310 | 310 | 310 | 310 | 310 | 310 | 310 | 310 | 310
399 | TENASKA KIAMICHI STATION 2CT101 |  | KMCHI_2CT101 | FANNIN | GAS | NORTH | 2003 | 150 | 150 | 150 | 150 | 150 | 150 | 150 | 150 | 150 | 150
400 | TENASKA KIAMICHI STATION 2CT201 |  | KMCHI_2CT201 | FANNIN | GAS | NORTH | 2003 | 152 | 152 | 152 | 152 | 152 | 152 | 152 | 152 | 152 | 152
401 | TENASKA KIAMICHI STATION 2ST |  | KMCHI_2ST | FANNIN | GAS | NORTH | 2003 | 311 | 311 | 311 | 311 | 311 | 311 | 311 | 311 | 311 | 311
402 | Switchable Capacity Total | [6 empty] | 3490 | 3490 | 3490 | 3490 | 3490 | 3490 | 3490 | 3490 | 3490 | 3490
403
404 | Switchable Capacity Unavailable to ERCOT
405 | ANTELOPE IC 1 |  | AEEC_ANTLP_1_UNAVAIL | HALE | GAS | PANHANDLE | 2017 | -54 | -54 | -54 | -54 | -54 | -54 | -54 | -54 | -54 | -54
406 | ANTELOPE IC 2 |  | AEEC_ANTLP_2_UNAVAIL | HALE | GAS | PANHANDLE | 2017 | -54 | -54 | -54 | -54 | -54 | -54 | -54 | -54 | -54 | -54
407 | ANTELOPE IC 3 |  | AEEC_ANTLP_3_UNAVAIL | HALE | GAS | PANHANDLE | 2017 | -54 | -54 | -54 | -54 | -54 | -54 | -54 | -54 | -54 | -54
408 | ELK STATION CTG 1 |  | AEEC_ELK_1_UNAVAIL | HALE | GAS | PANHANDLE | 2017 | -190 | -190 | -190 | -190 | -190 | -190 | -190 | -190 | -190 | -190
409 | ELK STATION CTG 2 |  | AEEC_ELK_2_UNAVAIL | HALE | GAS | PANHANDLE | 2017 | -190 | -190 | -190 | -190 | -190 | -190 | -190 | -190 | -190 | -190
410 | TENASKA FRONTIER STATION |  | FTR_FTR_UNAVAIL | GRIMES | GAS | NORTH | 2016 | -300 | 0 | 0 | 0 | 0 | 0 | 0 | 0 | 0 | 0
411 | Switchable Capacity Unavailable to ERCOT |  | SWITCH_UNAVAIL |  |  |  |  | -842 | -542 | -542 | -542 | -542 | -542 | -542 | -542 | -542 | -542
412
413 | Available Mothball Capacity based on Owner's Return Probability |  | MOTH_AVAIL |  | GAS |  |  | 483 | 483 | 365 | 365 | 365 | 365 | 365 | 365 | 365 | 365
414
415 | Private-Use Network Capacity Contribution (Top 20 Hours) |  | PUN_CAP_CONT |  | GAS |  |  | 3336.1496 | 3336.1496 | 3336.1496 | 3336.1496 | 3336.1496 | 3336.1496 | 3336.1496 | 3336.1496 | 3336.1496 | 3336.1496
416 | Private-Use Network Forecast Adjustment (per Protocol 10.3.2.4) |  | PUN_CAP_ADJUST |  | GAS |  |  | -9 | -89 | -109 | -109 | -364 | -364 | -364 | -364 | -364 | -364
417
418 | Operational Resources (Wind)
419 | BAFFIN WIND UNIT1 |  | BAFFIN_UNIT1 | KENEDY | WIND-C | COASTAL | 2016 | 100 | 100 | 100 | 100 | 100 | 100 | 100 | 100 | 100 | 100
420 | BAFFIN WIND UNIT2 |  | BAFFIN_UNIT2 | KENEDY | WIND-C | COASTAL | 2016 | 102 | 102 | 102 | 102 | 102 | 102 | 102 | 102 | 102 | 102
421 | BRUENNING'S BREEZE A |  | BBREEZE_UNIT1 | WILLACY | WIND-C | COASTAL | 2017 | 120 | 120 | 120 | 120 | 120 | 120 | 120 | 120 | 120 | 120
422 | BRUENNING'S BREEZE B |  | BBREEZE_UNIT2 | WILLACY | WIND-C | COASTAL | 2017 | 108 | 108 | 108 | 108 | 108 | 108 | 108 | 108 | 108 | 108
423 | CAMERON COUNTY WIND |  | CAMWIND_UNIT1 | CAMERON | WIND-C | COASTAL | 2016 | 165 | 165 | 165 | 165 | 165 | 165 | 165 | 165 | 165 | 165
424 | CHAPMAN RANCH WIND IA (SANTA CRUZ) |  | SANTACRU_UNIT1 | NUECES | WIND-C | COASTAL | 2017 | 150.6 | 150.6 | 150.6 | 150.6 | 150.6 | 150.6 | 150.6 | 150.6 | 150.6 | 150.6
425 | CHAPMAN RANCH WIND IB (SANTA CRUZ) |  | SANTACRU_UNIT2 | NUECES | WIND-C | COASTAL | 2017 | 98.4 | 98.4 | 98.4 | 98.4 | 98.4 | 98.4 | 98.4 | 98.4 | 98.4 | 98.4
426 | GULF WIND I |  | TGW_T1 | KENEDY | WIND-C | COASTAL | 2010 | 141.6 | 141.6 | 141.6 | 141.6 | 141.6 | 141.6 | 141.6 | 141.6 | 141.6 | 141.6
427 | GULF WIND II |  | TGW_T2 | KENEDY | WIND-C | COASTAL | 2010 | 141.6 | 141.6 | 141.6 | 141.6 | 141.6 | 141.6 | 141.6 | 141.6 | 141.6 | 141.6
428 | LOS VIENTOS WIND I |  | LV1_LV1A | WILLACY | WIND-C | COASTAL | 2013 | 200.1 | 200.1 | 200.1 | 200.1 | 200.1 | 200.1 | 200.1 | 200.1 | 200.1 | 200.1
429 | LOS VIENTOS WIND II |  | LV1_LV1B | WILLACY | WIND-C | COASTAL | 2013 | 201.6 | 201.6 | 201.6 | 201.6 | 201.6 | 201.6 | 201.6 | 201.6 | 201.6 | 201.6
430 | MAGIC VALLEY WIND (REDFISH) 1A |  | REDFISH_MV1A | WILLACY | WIND-C | COASTAL | 2012 | 99.8 | 99.8 | 99.8 | 99.8 | 99.8 | 99.8 | 99.8 | 99.8 | 99.8 | 99.8
431 | MAGIC VALLEY WIND (REDFISH) 1B |  | REDFISH_MV1B | WILLACY | WIND-C | COASTAL | 2012 | 103.5 | 103.5 | 103.5 | 103.5 | 103.5 | 103.5 | 103.5 | 103.5 | 103.5 | 103.5
432 | MIDWAY WIND |  | MIDWIND_UNIT1 | SAN PATRICIO | WIND-C | COASTAL | 2019 | 162.8 | 162.8 | 162.8 | 162.8 | 162.8 | 162.8 | 162.8 | 162.8 | 162.8 | 162.8
433 | PAPALOTE CREEK WIND |  | PAP1_PAP1 | SAN PATRICIO | WIND-C | COASTAL | 2009 | 179.9 | 179.9 | 179.9 | 179.9 | 179.9 | 179.9 | 179.9 | 179.9 | 179.9 | 179.9
434 | PAPALOTE CREEK WIND II |  | COTTON_PAP2 | SAN PATRICIO | WIND-C | COASTAL | 2010 | 200.1 | 200.1 | 200.1 | 200.1 | 200.1 | 200.1 | 200.1 | 200.1 | 200.1 | 200.1
435 | PENASCAL WIND 1 |  | PENA_UNIT1 | KENEDY | WIND-C | COASTAL | 2009 | 160.8 | 160.8 | 160.8 | 160.8 | 160.8 | 160.8 | 160.8 | 160.8 | 160.8 | 160.8
436 | PENASCAL WIND 2 |  | PENA_UNIT2 | KENEDY | WIND-C | COASTAL | 2009 | 141.6 | 141.6 | 141.6 | 141.6 | 141.6 | 141.6 | 141.6 | 141.6 | 141.6 | 141.6
437 | PENASCAL WIND 3 |  | PENA3_UNIT3 | KENEDY | WIND-C | COASTAL | 2011 | 100.8 | 100.8 | 100.8 | 100.8 | 100.8 | 100.8 | 100.8 | 100.8 | 100.8 | 100.8
438 | SAN ROMAN WIND |  | SANROMAN_WIND_1 | CAMERON | WIND-C | COASTAL | 2017 | 95.2 | 95.2 | 95.2 | 95.2 | 95.2 | 95.2 | 95.2 | 95.2 | 95.2 | 95.2
439 | STELLA WIND |  | STELLA_UNIT1 | KENEDY | WIND-C | COASTAL | 2018 | 201 | 201 | 201 | 201 | 201 | 201 | 201 | 201 | 201 | 201
440 | BRISCOE WIND |  | BRISCOE_WIND | BRISCOE | WIND-P | PANHANDLE | 2015 | 149.8 | 149.8 | 149.8 | 149.8 | 149.8 | 149.8 | 149.8 | 149.8 | 149.8 | 149.8
441 | COTTON PLAINS WIND |  | COTPLNS_COTTONPL | FLOYD | WIND-P | PANHANDLE | 2017 | 50.4 | 50.4 | 50.4 | 50.4 | 50.4 | 50.4 | 50.4 | 50.4 | 50.4 | 50.4
442 | DOUG COLBECK'S CORNER (CONWAY) B |  | GRANDVW1_COLB | CARSON | WIND-P | PANHANDLE | 2016 | 100.2 | 100.2 | 100.2 | 100.2 | 100.2 | 100.2 | 100.2 | 100.2 | 100.2 | 100.2
443 | DOUG COLBECK'S CORNER (CONWAY) A |  | GRANDVW1_COLA | CARSON | WIND-P | PANHANDLE | 2016 | 100.2 | 100.2 | 100.2 | 100.2 | 100.2 | 100.2 | 100.2 | 100.2 | 100.2 | 100.2
444 | FALVEZ ASTRA WIND |  | ASTRA_UNIT1 | RANDALL | WIND-P | PANHANDLE | 2017 | 163.2 | 163.2 | 163.2 | 163.2 | 163.2 | 163.2 | 163.2 | 163.2 | 163.2 | 163.2
445 | GRANDVIEW WIND 1 (CONWAY) GV1A |  | GRANDVW1_GV1A | CARSON | WIND-P | PANHANDLE | 2014 | 107.4 | 107.4 | 107.4 | 107.4 | 107.4 | 107.4 | 107.4 | 107.4 | 107.4 | 107.4
446 | GRANDVIEW WIND 1 (CONWAY) GV1B |  | GRANDVW1_GV1B | CARSON | WIND-P | PANHANDLE | 2014 | 103.8 | 103.8 | 103.8 | 103.8 | 103.8 | 103.8 | 103.8 | 103.8 | 103.8 | 103.8
447 | HEREFORD WIND G |  | HRFDWIND_WIND_G | DEAF SMITH | WIND-P | PANHANDLE | 2015 | 99.9 | 99.9 | 99.9 | 99.9 | 99.9 | 99.9 | 99.9 | 99.9 | 99.9 | 99.9
448 | HEREFORD WIND V |  | HRFDWIND_WIND_V | DEAF SMITH | WIND-P | PANHANDLE | 2015 | 100 | 100 | 100 | 100 | 100 | 100 | 100 | 100 | 100 | 100
449 | JUMBO ROAD WIND 1 |  | HRFDWIND_JRDWIND1 | DEAF SMITH | WIND-P | PANHANDLE | 2015 | 146.2 | 146.2 | 146.2 | 146.2 | 146.2 | 146.2 | 146.2 | 146.2 | 146.2 | 146.2
450 | JUMBO ROAD WIND 2 |  | HRFDWIND_JRDWIND2 | DEAF SMITH | WIND-P | PANHANDLE | 2015 | 153.6 | 153.6 | 153.6 | 153.6 | 153.6 | 153.6 | 153.6 | 153.6 | 153.6 | 153.6
451 | LONGHORN WIND NORTH U1 |  | LHORN_N_UNIT1 | FLOYD | WIND-P | PANHANDLE | 2015 | 100 | 100 | 100 | 100 | 100 | 100 | 100 | 100 | 100 | 100
452 | LONGHORN WIND NORTH U2 |  | LHORN_N_UNIT2 | FLOYD | WIND-P | PANHANDLE | 2015 | 100 | 100 | 100 | 100 | 100 | 100 | 100 | 100 | 100 | 100
453 | MARIAH DEL NORTE 1 |  | MARIAH_NORTE1 | PARMER | WIND-P | PANHANDLE | 2017 | 115.2 | 115.2 | 115.2 | 115.2 | 115.2 | 115.2 | 115.2 | 115.2 | 115.2 | 115.2
454 | MARIAH DEL NORTE 2 |  | MARIAH_NORTE2 | PARMER | WIND-P | PANHANDLE | 2017 | 115.2 | 115.2 | 115.2 | 115.2 | 115.2 | 115.2 | 115.2 | 115.2 | 115.2 | 115.2
455 | MCADOO WIND | 20INR0295 | MWEC_G1 | DICKENS | WIND-P | PANHANDLE | 2008 | 150 | 162 | 162 | 162 | 162 | 162 | 162 | 162 | 162 | 162
456 | MIAMI WIND G1 |  | MIAM1_G1 | GRAY | WIND-P | PANHANDLE | 2014 | 144.3 | 144.3 | 144.3 | 144.3 | 144.3 | 144.3 | 144.3 | 144.3 | 144.3 | 144.3
457 | MIAMI WIND G2 |  | MIAM1_G2 | GRAY | WIND-P | PANHANDLE | 2014 | 144.3 | 144.3 | 144.3 | 144.3 | 144.3 | 144.3 | 144.3 | 144.3 | 144.3 | 144.3
458 | OLD SETTLER WIND |  | COTPLNS_OLDSETLR | FLOYD | WIND-P | PANHANDLE | 2017 | 151.2 | 151.2 | 151.2 | 151.2 | 151.2 | 151.2 | 151.2 | 151.2 | 151.2 | 151.2
459 | PANHANDLE WIND 1 U1 |  | PH1_UNIT1 | CARSON | WIND-P | PANHANDLE | 2014 | 109.2 | 109.2 | 109.2 | 109.2 | 109.2 | 109.2 | 109.2 | 109.2 | 109.2 | 109.2
460 | PANHANDLE WIND 1 U2 |  | PH1_UNIT2 | CARSON | WIND-P | PANHANDLE | 2014 | 109.2 | 109.2 | 109.2 | 109.2 | 109.2 | 109.2 | 109.2 | 109.2 | 109.2 | 109.2
461 | PANHANDLE WIND 2 U1 |  | PH2_UNIT1 | CARSON | WIND-P | PANHANDLE | 2014 | 94.2 | 94.2 | 94.2 | 94.2 | 94.2 | 94.2 | 94.2 | 94.2 | 94.2 | 94.2
462 | PANHANDLE WIND 2 U2 |  | PH2_UNIT2 | CARSON | WIND-P | PANHANDLE | 2014 | 96.6 | 96.6 | 96.6 | 96.6 | 96.6 | 96.6 | 96.6 | 96.6 | 96.6 | 96.6
463 | ROUTE 66 WIND |  | ROUTE_66_WIND1 | CARSON | WIND-P | PANHANDLE | 2015 | 150 | 150 | 150 | 150 | 150 | 150 | 150 | 150 | 150 | 150
464 | SALT FORK 1 WIND U1 |  | SALTFORK_UNIT1 | DONLEY | WIND-P | PANHANDLE | 2017 | 64 | 64 | 64 | 64 | 64 | 64 | 64 | 64 | 64 | 64
465 | SALT FORK 1 WIND U2 |  | SALTFORK_UNIT2 | DONLEY | WIND-P | PANHANDLE | 2017 | 110 | 110 | 110 | 110 | 110 | 110 | 110 | 110 | 110 | 110
466 | SOUTH PLAINS WIND 1 U1 |  | SPLAIN1_WIND1 | FLOYD | WIND-P | PANHANDLE | 2015 | 102 | 102 | 102 | 102 | 102 | 102 | 102 | 102 | 102 | 102
467 | SOUTH PLAINS WIND 1 U2 |  | SPLAIN1_WIND2 | FLOYD | WIND-P | PANHANDLE | 2015 | 98 | 98 | 98 | 98 | 98 | 98 | 98 | 98 | 98 | 98
468 | SOUTH PLAINS WIND 2 U1 |  | SPLAIN2_WIND21 | FLOYD | WIND-P | PANHANDLE | 2016 | 148.5 | 148.5 | 148.5 | 148.5 | 148.5 | 148.5 | 148.5 | 148.5 | 148.5 | 148.5
469 | SOUTH PLAINS WIND 2 U2 |  | SPLAIN2_WIND22 | FLOYD | WIND-P | PANHANDLE | 2016 | 151.8 | 151.8 | 151.8 | 151.8 | 151.8 | 151.8 | 151.8 | 151.8 | 151.8 | 151.8
470 | SPINNING SPUR WIND TWO A |  | SSPURTWO_WIND_1 | OLDHAM | WIND-P | PANHANDLE | 2014 | 161 | 161 | 161 | 161 | 161 | 161 | 161 | 161 | 161 | 161
471 | SPINNING SPUR WIND TWO B |  | SSPURTWO_SS3WIND2 | OLDHAM | WIND-P | PANHANDLE | 2015 | 98 | 98 | 98 | 98 | 98 | 98 | 98 | 98 | 98 | 98
472 | SPINNING SPUR WIND TWO C |  | SSPURTWO_SS3WIND1 | OLDHAM | WIND-P | PANHANDLE | 2015 | 96 | 96 | 96 | 96 | 96 | 96 | 96 | 96 | 96 | 96
473 | WAKE WIND 1 |  | WAKEWE_G1 | DICKENS | WIND-P | PANHANDLE | 2016 | 114.9 | 114.9 | 114.9 | 114.9 | 114.9 | 114.9 | 114.9 | 114.9 | 114.9 | 114.9
474 | WAKE WIND 2 |  | WAKEWE_G2 | DICKENS | WIND-P | PANHANDLE | 2016 | 142.3 | 142.3 | 142.3 | 142.3 | 142.3 | 142.3 | 142.3 | 142.3 | 142.3 | 142.3
475 | WHIRLWIND ENERGY |  | WEC_WECG1 | FLOYD | WIND-P | PANHANDLE | 2007 | 57 | 57 | 57 | 57 | 57 | 57 | 57 | 57 | 57 | 57
476 | ANACACHO WIND |  | ANACACHO_ANA | KINNEY | WIND-O | SOUTH | 2012 | 99.8 | 99.8 | 99.8 | 99.8 | 99.8 | 99.8 | 99.8 | 99.8 | 99.8 | 99.8
477 | BARTON CHAPEL WIND |  | BRTSW_BCW1 | JACK | WIND-O | NORTH | 2007 | 120 | 120 | 120 | 120 | 120 | 120 | 120 | 120 | 120 | 120
478 | BLUE SUMMIT WIND 1 A |  | BLSUMMIT_BLSMT1_5 | WILBARGER | WIND-O | WEST | 2013 | 9 | 9 | 9 | 9 | 9 | 9 | 9 | 9 | 9 | 9
479 | BLUE SUMMIT WIND 1 B |  | BLSUMMIT_BLSMT1_6 | WILBARGER | WIND-O | WEST | 2013 | 126.4 | 126.4 | 126.4 | 126.4 | 126.4 | 126.4 | 126.4 | 126.4 | 126.4 | 126.4
480 | BOBCAT BLUFF WIND | 18INR0078 | BCATWIND_WIND_1 | ARCHER | WIND-O | WEST | 2012 | 162 | 162 | 162 | 162 | 162 | 162 | 162 | 162 | 162 | 162
481 | BUCKTHORN WIND 1 A |  | BUCKTHRN_UNIT1 | ERATH | WIND-O | NORTH | 2017 | 44.9 | 44.9 | 44.9 | 44.9 | 44.9 | 44.9 | 44.9 | 44.9 | 44.9 | 44.9
482 | BUCKTHORN WIND 1 B |  | BUCKTHRN_UNIT2 | ERATH | WIND-O | NORTH | 2017 | 55.7 | 55.7 | 55.7 | 55.7 | 55.7 | 55.7 | 55.7 | 55.7 | 55.7 | 55.7
483 | BUFFALO GAP WIND 1 |  | BUFF_GAP_UNIT1 | TAYLOR | WIND-O | WEST | 2006 | 120.6 | 120.6 | 120.6 | 120.6 | 120.6 | 120.6 | 120.6 | 120.6 | 120.6 | 120.6
484 | BUFFALO GAP WIND 2_1 |  | BUFF_GAP_UNIT2_1 | TAYLOR | WIND-O | WEST | 2007 | 115.5 | 115.5 | 115.5 | 115.5 | 115.5 | 115.5 | 115.5 | 115.5 | 115.5 | 115.5
485 | BUFFALO GAP WIND 2_2 |  | BUFF_GAP_UNIT2_2 | TAYLOR | WIND-O | WEST | 2007 | 117 | 117 | 117 | 117 | 117 | 117 | 117 | 117 | 117 | 117
486 | BUFFALO GAP WIND 3 |  | BUFF_GAP_UNIT3 | TAYLOR | WIND-O | WEST | 2008 | 170.2 | 170.2 | 170.2 | 170.2 | 170.2 | 170.2 | 170.2 | 170.2 | 170.2 | 170.2
487 | BULL CREEK WIND U1 |  | BULLCRK_WND1 | BORDEN | WIND-O | WEST | 2009 | 88 | 88 | 88 | 88 | 88 | 88 | 88 | 88 | 88 | 88
488 | BULL CREEK WIND U2 |  | BULLCRK_WND2 | BORDEN | WIND-O | WEST | 2009 | 90 | 90 | 90 | 90 | 90 | 90 | 90 | 90 | 90 | 90
489 | CALLAHAN WIND |  | CALLAHAN_WND1 | CALLAHAN | WIND-O | WEST | 2004 | 114 | 114 | 114 | 114 | 114 | 114 | 114 | 114 | 114 | 114
490 | CAMP SPRINGS WIND 1 |  | CSEC_CSECG1 | SCURRY | WIND-O | WEST | 2007 | 130.5 | 130.5 | 130.5 | 130.5 | 130.5 | 130.5 | 130.5 | 130.5 | 130.5 | 130.5
491 | CAMP SPRINGS WIND 2 |  | CSEC_CSECG2 | SCURRY | WIND-O | WEST | 2007 | 120 | 120 | 120 | 120 | 120 | 120 | 120 | 120 | 120 | 120
492 | CAPRICORN RIDGE WIND 1 | 17INR0054 | CAPRIDGE_CR1 | STERLING | WIND-O | WEST | 2007 | 230.5 | 230.5 | 230.5 | 230.5 | 230.5 | 230.5 | 230.5 | 230.5 | 230.5 | 230.5
493 | CAPRICORN RIDGE WIND 2 | 17INR0054 | CAPRIDGE_CR2 | STERLING | WIND-O | WEST | 2007 | 149.5 | 149.5 | 149.5 | 149.5 | 149.5 | 149.5 | 149.5 | 149.5 | 149.5 | 149.5
494 | CAPRICORN RIDGE WIND 3 | 17INR0054 | CAPRIDGE_CR3 | STERLING | WIND-O | WEST | 2008 | 202 | 202 | 202 | 202 | 202 | 202 | 202 | 202 | 202 | 202
495 | CAPRICORN RIDGE WIND 4 | 17INR0054 | CAPRIDG4_CR4 | COKE | WIND-O | WEST | 2008 | 112.5 | 112.5 | 112.5 | 112.5 | 112.5 | 112.5 | 112.5 | 112.5 | 112.5 | 112.5
496 | CEDRO HILL WIND 1 |  | CEDROHIL_CHW1 | WEBB | WIND-O | SOUTH | 2010 | 75 | 75 | 75 | 75 | 75 | 75 | 75 | 75 | 75 | 75
497 | CEDRO HILL WIND 2 |  | CEDROHIL_CHW2 | WEBB | WIND-O | SOUTH | 2010 | 75 | 75 | 75 | 75 | 75 | 75 | 75 | 75 | 75 | 75
498 | CHAMPION WIND |  | CHAMPION_UNIT1 | NOLAN | WIND-O | WEST | 2008 | 126.5 | 126.5 | 126.5 | 126.5 | 126.5 | 126.5 | 126.5 | 126.5 | 126.5 | 126.5
499 | DERMOTT WIND 1_1 |  | DERMOTT_UNIT1 | SCURRY | WIND-O | WEST | 2017 | 126.5 | 126.5 | 126.5 | 126.5 | 126.5 | 126.5 | 126.5 | 126.5 | 126.5 | 126.5
500 | DERMOTT WIND 1_2 |  | DERMOTT_UNIT2 | SCURRY | WIND-O | WEST | 2017 | 126.5 | 126.5 | 126.5 | 126.5 | 126.5 | 126.5 | 126.5 | 126.5 | 126.5 | 126.5
501 | DESERT SKY WIND 1 |  | INDNENR_INDNENR | PECOS | WIND-O | WEST | 2002 | 85.1 | 85.1 | 85.1 | 85.1 | 85.1 | 85.1 | 85.1 | 85.1 | 85.1 | 85.1
502 | DESERT SKY WIND 2 |  | INDNENR_INDNENR_2 | PECOS | WIND-O | WEST | 2002 | 85.1 | 85.1 | 85.1 | 85.1 | 85.1 | 85.1 | 85.1 | 85.1 | 85.1 | 85.1
503 | ELBOW CREEK WIND |  | ELB_ELBCREEK | HOWARD | WIND-O | WEST | 2008 | 118.7 | 118.7 | 118.7 | 118.7 | 118.7 | 118.7 | 118.7 | 118.7 | 118.7 | 118.7
504 | ELECTRA WIND 1 |  | DIGBY_UNIT1 | WILBARGER | WIND-O | WEST | 2017 | 98.9 | 98.9 | 98.9 | 98.9 | 98.9 | 98.9 | 98.9 | 98.9 | 98.9 | 98.9
505 | ELECTRA WIND 2 |  | DIGBY_UNIT2 | WILBARGER | WIND-O | WEST | 2017 | 131.1 | 131.1 | 131.1 | 131.1 | 131.1 | 131.1 | 131.1 | 131.1 | 131.1 | 131.1
506 | FLAT TOP WIND I |  | FTWIND_UNIT_1 | MILLS | WIND-O | NORTH | 2018 | 200 | 200 | 200 | 200 | 200 | 200 | 200 | 200 | 200 | 200
507 | FLUVANNA RENEWABLE 1 A |  | FLUVANNA_UNIT1 | SCURRY | WIND-O | WEST | 2017 | 79.8 | 79.8 | 79.8 | 79.8 | 79.8 | 79.8 | 79.8 | 79.8 | 79.8 | 79.8
508 | FLUVANNA RENEWABLE 1 B |  | FLUVANNA_UNIT2 | SCURRY | WIND-O | WEST | 2017 | 75.6 | 75.6 | 75.6 | 75.6 | 75.6 | 75.6 | 75.6 | 75.6 | 75.6 | 75.6
509 | FOREST CREEK WIND |  | MCDLD_FCW1 | GLASSCOCK | WIND-O | WEST | 2007 | 124.2 | 124.2 | 124.2 | 124.2 | 124.2 | 124.2 | 124.2 | 124.2 | 124.2 | 124.2
510 | GOAT WIND |  | GOAT_GOATWIND | STERLING | WIND-O | WEST | 2008 | 80 | 80 | 80 | 80 | 80 | 80 | 80 | 80 | 80 | 80
511 | GOAT WIND 2 |  | GOAT_GOATWIN2 | STERLING | WIND-O | WEST | 2010 | 69.6 | 69.6 | 69.6 | 69.6 | 69.6 | 69.6 | 69.6 | 69.6 | 69.6 | 69.6
512 | GOLDTHWAITE WIND 1 |  | GWEC_GWEC_G1 | MILLS | WIND-O | NORTH | 2014 | 148.6 | 148.6 | 148.6 | 148.6 | 148.6 | 148.6 | 148.6 | 148.6 | 148.6 | 148.6
513 | GREEN MOUNTAIN WIND (BRAZOS) U1 |  | BRAZ_WND_WND1 | SCURRY | WIND-O | WEST | 2003 | 99 | 99 | 99 | 99 | 99 | 99 | 99 | 99 | 99 | 99
514 | GREEN MOUNTAIN WIND (BRAZOS) U2 |  | BRAZ_WND_WND2 | SCURRY | WIND-O | WEST | 2003 | 61 | 61 | 61 | 61 | 61 | 61 | 61 | 61 | 61 | 61
515 | GREEN PASTURES WIND I |  | GPASTURE_WIND_I | BAYLOR | WIND-O | WEST | 2015 | 150 | 150 | 150 | 150 | 150 | 150 | 150 | 150 | 150 | 150
516 | VERTIGO WIND (FORMERLY GREEN PASTURES WIND 2) |  | VERTIGO_WIND_I | BAYLOR | WIND-O | WEST | 2015 | 150 | 150 | 150 | 150 | 150 | 150 | 150 | 150 | 150 | 150
517 | GUNSIGHT MOUNTAIN WIND |  | GUNMTN_G1 | HOWARD | WIND-O | WEST | 2016 | 119.9 | 119.9 | 119.9 | 119.9 | 119.9 | 119.9 | 119.9 | 119.9 | 119.9 | 119.9
518 | HACKBERRY WIND |  | HWF_HWFG1 | SHACKELFORD | WIND-O | WEST | 2008 | 163.5 | 163.5 | 163.5 | 163.5 | 163.5 | 163.5 | 163.5 | 163.5 | 163.5 | 163.5
519 | HICKMAN (SANTA RITA WIND) 1 |  | HICKMAN_G1 | REGAN AND IRION | WIND-O | WEST | 2018 | 152.5 | 152.5 | 152.5 | 152.5 | 152.5 | 152.5 | 152.5 | 152.5 | 152.5 | 152.5
520 | HICKMAN (SANTA RITA WIND) 2 |  | HICKMAN_G2 | REGAN AND IRION | WIND-O | WEST | 2018 | 147.5 | 147.5 | 147.5 | 147.5 | 147.5 | 147.5 | 147.5 | 147.5 | 147.5 | 147.5
521 | HIDALGO & STARR WIND 11 |  | MIRASOLE_MIR11 | HIDALGO | WIND-O | SOUTH | 2016 | 52 | 52 | 52 | 52 | 52 | 52 | 52 | 52 | 52 | 52
522 | HIDALGO & STARR WIND 12 |  | MIRASOLE_MIR12 | HIDALGO | WIND-O | SOUTH | 2016 | 98 | 98 | 98 | 98 | 98 | 98 | 98 | 98 | 98 | 98
523 | HIDALGO & STARR WIND 21 |  | MIRASOLE_MIR21 | HIDALGO | WIND-O | SOUTH | 2016 | 100 | 100 | 100 | 100 | 100 | 100 | 100 | 100 | 100 | 100
524 | HORSE CREEK WIND 1 |  | HORSECRK_UNIT1 | HASKELL | WIND-O | WEST | 2017 | 131.1 | 131.1 | 131.1 | 131.1 | 131.1 | 131.1 | 131.1 | 131.1 | 131.1 | 131.1
525 | HORSE CREEK WIND 2 |  | HORSECRK_UNIT2 | HASKELL | WIND-O | WEST | 2017 | 98.9 | 98.9 | 98.9 | 98.9 | 98.9 | 98.9 | 98.9 | 98.9 | 98.9 | 98.9
526 | HORSE HOLLOW WIND 1 | 17INR0052 | H_HOLLOW_WND1 | TAYLOR | WIND-O | WEST | 2019 | 230 | 230 | 230 | 230 | 230 | 230 | 230 | 230 | 230 | 230
527 | HORSE HOLLOW WIND 2 | 17INR0052 | HHOLLOW2_WIND1 | TAYLOR | WIND-O | WEST | 2006 | 184 | 184 | 184 | 184 | 184 | 184 | 184 | 184 | 184 | 184
528 | HORSE HOLLOW WIND 3 | 17INR0052 | HHOLLOW3_WND_1 | TAYLOR | WIND-O | WEST | 2006 | 223.5 | 223.5 | 223.5 | 223.5 | 223.5 | 223.5 | 223.5 | 223.5 | 223.5 | 223.5
529 | HORSE HOLLOW WIND 4 | 17INR0052 | HHOLLOW4_WND1 | TAYLOR | WIND-O | WEST | 2006 | 115 | 115 | 115 | 115 | 115 | 115 | 115 | 115 | 115 | 115
530 | INADALE WIND 1 |  | INDL_INADALE1 | NOLAN | WIND-O | WEST | 2008 | 95 | 95 | 95 | 95 | 95 | 95 | 95 | 95 | 95 | 95
531 | INADALE WIND 2 |  | INDL_INADALE2 | NOLAN | WIND-O | WEST | 2008 | 102 | 102 | 102 | 102 | 102 | 102 | 102 | 102 | 102 | 102
532 | INDIAN MESA WIND |  | INDNNWP_INDNNWP2 | PECOS | WIND-O | WEST | 2001 | 91.9 | 91.9 | 91.9 | 91.9 | 91.9 | 91.9 | 91.9 | 91.9 | 91.9 | 91.9
533 | JAVELINA I WIND 18 |  | BORDAS_JAVEL18 | WEBB | WIND-O | SOUTH | 2015 | 19.7 | 19.7 | 19.7 | 19.7 | 19.7 | 19.7 | 19.7 | 19.7 | 19.7 | 19.7
534 | JAVELINA I WIND 20 |  | BORDAS_JAVEL20 | WEBB | WIND-O | SOUTH | 2015 | 230 | 230 | 230 | 230 | 230 | 230 | 230 | 230 | 230 | 230
535 | JAVELINA II WIND 1 |  | BORDAS2_JAVEL2_A | WEBB | WIND-O | SOUTH | 2017 | 96 | 96 | 96 | 96 | 96 | 96 | 96 | 96 | 96 | 96
536 | JAVELINA II WIND 2 |  | BORDAS2_JAVEL2_B | WEBB | WIND-O | SOUTH | 2017 | 74 | 74 | 74 | 74 | 74 | 74 | 74 | 74 | 74 | 74
537 | JAVELINA II WIND 3 |  | BORDAS2_JAVEL2_C | WEBB | WIND-O | SOUTH | 2017 | 30 | 30 | 30 | 30 | 30 | 30 | 30 | 30 | 30 | 30
538 | KEECHI WIND |  | KEECHI_U1 | JACK | WIND-O | NORTH | 2015 | 110 | 110 | 110 | 110 | 110 | 110 | 110 | 110 | 110 | 110
539 | KING MOUNTAIN WIND (NE) |  | KING_NE_KINGNE | UPTON | WIND-O | WEST | 2001 | 79.7 | 79.7 | 79.7 | 79.7 | 79.7 | 79.7 | 79.7 | 79.7 | 79.7 | 79.7
540 | KING MOUNTAIN WIND (NW) |  | KING_NW_KINGNW | UPTON | WIND-O | WEST | 2001 | 79.7 | 79.7 | 79.7 | 79.7 | 79.7 | 79.7 | 79.7 | 79.7 | 79.7 | 79.7
541 | KING MOUNTAIN WIND (SE) |  | KING_SE_KINGSE | UPTON | WIND-O | WEST | 2001 | 40.5 | 40.5 | 40.5 | 40.5 | 40.5 | 40.5 | 40.5 | 40.5 | 40.5 | 40.5
542 | KING MOUNTAIN WIND (SW) |  | KING_SW_KINGSW | UPTON | WIND-O | WEST | 2001 | 79.7 | 79.7 | 79.7 | 79.7 | 79.7 | 79.7 | 79.7 | 79.7 | 79.7 | 79.7
543 | LANGFORD WIND POWER |  | LGD_LANGFORD | TOM GREEN | WIND-O | WEST | 2009 | 155 | 155 | 155 | 155 | 155 | 155 | 155 | 155 | 155 | 155
544 | LOCKETT WIND FARM |  | LOCKETT_UNIT1 | WILBARGER | WIND-O | WEST | 2019 | 183.7 | 183.7 | 183.7 | 183.7 | 183.7 | 183.7 | 183.7 | 183.7 | 183.7 | 183.7
545 | LOGANS GAP WIND I U1 |  | LGW_UNIT1 | COMANCHE | WIND-O | NORTH | 2015 | 106.3 | 106.3 | 106.3 | 106.3 | 106.3 | 106.3 | 106.3 | 106.3 | 106.3 | 106.3
546 | LOGANS GAP WIND I U2 |  | LGW_UNIT2 | COMANCHE | WIND-O | NORTH | 2015 | 103.8 | 103.8 | 103.8 | 103.8 | 103.8 | 103.8 | 103.8 | 103.8 | 103.8 | 103.8
547 | LONE STAR WIND 1 (MESQUITE) |  | LNCRK_G83 | SHACKELFORD | WIND-O | WEST | 2006 | 200 | 200 | 200 | 200 | 200 | 200 | 200 | 200 | 200 | 200
548 | LONE STAR WIND 2 (POST OAK) U1 |  | LNCRK2_G871 | SHACKELFORD | WIND-O | WEST | 2007 | 100 | 100 | 100 | 100 | 100 | 100 | 100 | 100 | 100 | 100
549 | LONE STAR WIND 2 (POST OAK) U2 |  | LNCRK2_G872 | SHACKELFORD | WIND-O | WEST | 2007 | 100 | 100 | 100 | 100 | 100 | 100 | 100 | 100 | 100 | 100
550 | LORAINE WINDPARK I |  | LONEWOLF_G1 | MITCHELL | WIND-O | WEST | 2010 | 49.5 | 49.5 | 49.5 | 49.5 | 49.5 | 49.5 | 49.5 | 49.5 | 49.5 | 49.5
551 | LORAINE WINDPARK II |  | LONEWOLF_G2 | MITCHELL | WIND-O | WEST | 2010 | 51 | 51 | 51 | 51 | 51 | 51 | 51 | 51 | 51 | 51
552 | LORAINE WINDPARK III |  | LONEWOLF_G3 | MITCHELL | WIND-O | WEST | 2011 | 25.5 | 25.5 | 25.5 | 25.5 | 25.5 | 25.5 | 25.5 | 25.5 | 25.5 | 25.5
553 | LORAINE WINDPARK IV |  | LONEWOLF_G4 | MITCHELL | WIND-O | WEST | 2011 | 24 | 24 | 24 | 24 | 24 | 24 | 24 | 24 | 24 | 24
554 | LOS VIENTOS III WIND |  | LV3_UNIT_1 | STARR | WIND-O | SOUTH | 2015 | 200 | 200 | 200 | 200 | 200 | 200 | 200 | 200 | 200 | 200
555 | LOS VIENTOS IV WIND |  | LV4_UNIT_1 | STARR | WIND-O | SOUTH | 2016 | 200 | 200 | 200 | 200 | 200 | 200 | 200 | 200 | 200 | 200
556 | LOS VIENTOS V WIND |  | LV5_UNIT_1 | STARR | WIND-O | SOUTH | 2016 | 110 | 110 | 110 | 110 | 110 | 110 | 110 | 110 | 110 | 110
557 | MESQUITE CREEK WIND 1 |  | MESQCRK_WND1 | DAWSON | WIND-O | WEST | 2015 | 105.6 | 105.6 | 105.6 | 105.6 | 105.6 | 105.6 | 105.6 | 105.6 | 105.6 | 105.6
558 | MESQUITE CREEK WIND 2 |  | MESQCRK_WND2 | DAWSON | WIND-O | WEST | 2015 | 105.6 | 105.6 | 105.6 | 105.6 | 105.6 | 105.6 | 105.6 | 105.6 | 105.6 | 105.6
559 | NIELS BOHR WIND A (BEARKAT WIND A) |  | NBOHR_UNIT1 | GLASSCOCK | WIND-O | WEST | 2018 | 196.6 | 196.6 | 196.6 | 196.6 | 196.6 | 196.6 | 196.6 | 196.6 | 196.6 | 196.6
560 | NOTREES WIND 1 |  | NWF_NWF1 | WINKLER | WIND-O | WEST | 2009 | 92.6 | 92.6 | 92.6 | 92.6 | 92.6 | 92.6 | 92.6 | 92.6 | 92.6 | 92.6
561 | NOTREES WIND 2 |  | NWF_NWF2 | WINKLER | WIND-O | WEST | 2009 | 60 | 60 | 60 | 60 | 60 | 60 | 60 | 60 | 60 | 60
562 | OCOTILLO WIND |  | OWF_OWF | HOWARD | WIND-O | WEST | 2008 | 58.8 | 58.8 | 58.8 | 58.8 | 58.8 | 58.8 | 58.8 | 58.8 | 58.8 | 58.8
563 | PANTHER CREEK WIND 1 |  | PC_NORTH_PANTHER1 | HOWARD | WIND-O | WEST | 2008 | 142.5 | 142.5 | 142.5 | 142.5 | 142.5 | 142.5 | 142.5 | 142.5 | 142.5 | 142.5
564 | PANTHER CREEK WIND 2 |  | PC_SOUTH_PANTHER2 | HOWARD | WIND-O | WEST | 2008 | 115.5 | 115.5 | 115.5 | 115.5 | 115.5 | 115.5 | 115.5 | 115.5 | 115.5 | 115.5
565 | PANTHER CREEK WIND 3 |  | PC_SOUTH_PANTHER3 | HOWARD | WIND-O | WEST | 2009 | 199.5 | 199.5 | 199.5 | 199.5 | 199.5 | 199.5 | 199.5 | 199.5 | 199.5 | 199.5
566 | PECOS WIND 1 (WOODWARD) |  | WOODWRD1_WOODWRD1 | PECOS | WIND-O | WEST | 2001 | 91.9 | 91.9 | 91.9 | 91.9 | 91.9 | 91.9 | 91.9 | 91.9 | 91.9 | 91.9
567 | PECOS WIND 2 (WOODWARD) |  | WOODWRD2_WOODWRD2 | PECOS | WIND-O | WEST | 2001 | 86 | 86 | 86 | 86 | 86 | 86 | 86 | 86 | 86 | 86
568 | PYRON WIND 1 |  | PYR_PYRON1 | SCURRY | WIND-O | WEST | 2008 | 121.5 | 121.5 | 121.5 | 121.5 | 121.5 | 121.5 | 121.5 | 121.5 | 121.5 | 121.5
569 | PYRON WIND 2 |  | PYR_PYRON2 | SCURRY AND FISHER | WIND-O | WEST | 2008 | 127.5 | 127.5 | 127.5 | 127.5 | 127.5 | 127.5 | 127.5 | 127.5 | 127.5 | 127.5
570 | RATTLESNAKE I WIND ENERGY CENTER G1 |  | RSNAKE_G1 | GLASSCOCK | WIND-O | WEST | 2015 | 104.3 | 104.3 | 104.3 | 104.3 | 104.3 | 104.3 | 104.3 | 104.3 | 104.3 | 104.3
571 | RATTLESNAKE I WIND ENERGY CENTER G2 |  | RSNAKE_G2 | GLASSCOCK | WIND-O | WEST | 2015 | 103 | 103 | 103 | 103 | 103 | 103 | 103 | 103 | 103 | 103
572 | RED CANYON WIND |  | RDCANYON_RDCNY1 | BORDEN | WIND-O | WEST | 2006 | 89.6 | 89.6 | 89.6 | 89.6 | 89.6 | 89.6 | 89.6 | 89.6 | 89.6 | 89.6
573 | ROCK SPRINGS VAL VERDE WIND (FERMI) 1 |  | FERMI_WIND1 | VAL VERDE | WIND-O | WEST | 2017 | 121.9 | 121.9 | 121.9 | 121.9 | 121.9 | 121.9 | 121.9 | 121.9 | 121.9 | 121.9
574 | ROCK SPRINGS VAL VERDE WIND (FERMI) 2 |  | FERMI_WIND2 | VAL VERDE | WIND-O | WEST | 2017 | 27.4 | 27.4 | 27.4 | 27.4 | 27.4 | 27.4 | 27.4 | 27.4 | 27.4 | 27.4
575 | ROSCOE WIND |  | TKWSW1_ROSCOE | NOLAN | WIND-O | WEST | 2008 | 114 | 114 | 114 | 114 | 114 | 114 | 114 | 114 | 114 | 114
576 | ROSCOE WIND 2A |  | TKWSW1_ROSCOE2A | NOLAN | WIND-O | WEST | 2008 | 95 | 95 | 95 | 95 | 95 | 95 | 95 | 95 | 95 | 95
577 | RTS WIND |  | RTS_U1 | MCCULLOCH | WIND-O | SOUTH | 2018 | 160 | 160 | 160 | 160 | 160 | 160 | 160 | 160 | 160 | 160
578 | SAND BLUFF WIND |  | MCDLD_SBW1 | GLASSCOCK | WIND-O | WEST | 2008 | 90 | 90 | 90 | 90 | 90 | 90 | 90 | 90 | 90 | 90
579 | SENDERO WIND ENERGY |  | EXGNSND_WIND_1 | JIM HOGG | WIND-O | SOUTH | 2015 | 76 | 76 | 76 | 76 | 76 | 76 | 76 | 76 | 76 | 76
580 | SEYMOUR HILLS WIND (S_HILLS WIND) |  | S_HILLS_UNIT1 | BAYLOR | WIND-O | WEST | 2019 | 30.2 | 30.2 | 30.2 | 30.2 | 30.2 | 30.2 | 30.2 | 30.2 | 30.2 | 30.2
581 | SENATE WIND |  | SENATEWD_UNIT1 | JACK | WIND-O | NORTH | 2012 | 150 | 150 | 150 | 150 | 150 | 150 | 150 | 150 | 150 | 150
582 | SHANNON WIND |  | SHANNONW_UNIT_1 | CLAY | WIND-O | WEST | 2015 | 204.1 | 204.1 | 204.1 | 204.1 | 204.1 | 204.1 | 204.1 | 204.1 | 204.1 | 204.1
583 | SHERBINO 1 WIND |  | KEO_KEO_SM1 | PECOS | WIND-O | WEST | 2008 | 150 | 150 | 150 | 150 | 150 | 150 | 150 | 150 | 150 | 150
584 | SHERBINO 2 WIND | 19INR0120 | KEO_SHRBINO2 | PECOS | WIND-O | WEST | 2011 | 145 | 132 | 132 | 132 | 132 | 132 | 132 | 132 | 132 | 132
585 | SILVER STAR WIND |  | FLTCK_SSI | EASTLAND | WIND-O | NORTH | 2008 | 60 | 60 | 60 | 60 | 60 | 60 | 60 | 60 | 60 | 60
586 | SNYDER WIND | 20INR0257 | ENAS_ENA1 | SCURRY | WIND-O | WEST | 2007 | 63 | 46 | 46 | 46 | 46 | 46 | 46 | 46 | 46 | 46
587 | SOUTH TRENT WIND |  | STWF_T1 | NOLAN | WIND-O | WEST | 2008 | 98.2 | 98.2 | 98.2 | 98.2 | 98.2 | 98.2 | 98.2 | 98.2 | 98.2 | 98.2
588 | STANTON WIND ENERGY |  | SWEC_G1 | MARTIN | WIND-O | WEST | 2008 | 120 | 120 | 120 | 120 | 120 | 120 | 120 | 120 | 120 | 120
589 | STEPHENS RANCH WIND 1 |  | SRWE1_UNIT1 | BORDEN | WIND-O | WEST | 2014 | 211.2 | 211.2 | 211.2 | 211.2 | 211.2 | 211.2 | 211.2 | 211.2 | 211.2 | 211.2
590 | STEPHENS RANCH WIND 2 |  | SRWE1_SRWE2 | BORDEN | WIND-O | WEST | 2015 | 164.7 | 164.7 | 164.7 | 164.7 | 164.7 | 164.7 | 164.7 | 164.7 | 164.7 | 164.7
591 | SWEETWATER WIND 1 |  | SWEETWND_WND1 | NOLAN | WIND-O | WEST | 2003 | 42.5 | 42.5 | 42.5 | 42.5 | 42.5 | 42.5 | 42.5 | 42.5 | 42.5 | 42.5
592 | SWEETWATER WIND 2A |  | SWEETWN2_WND24 | NOLAN | WIND-O | WEST | 2006 | 16.8 | 16.8 | 16.8 | 16.8 | 16.8 | 16.8 | 16.8 | 16.8 | 16.8 | 16.8
593 | SWEETWATER WIND 2B |  | SWEETWN2_WND2 | NOLAN | WIND-O | WEST | 2004 | 110.8 | 110.8 | 110.8 | 110.8 | 110.8 | 110.8 | 110.8 | 110.8 | 110.8 | 110.8
594 | SWEETWATER WIND 3A |  | SWEETWN3_WND3A | NOLAN | WIND-O | WEST | 2011 | 34 | 34 | 34 | 34 | 34 | 34 | 34 | 34 | 34 | 34
595 | SWEETWATER WIND 3B |  | SWEETWN3_WND3B | NOLAN | WIND-O | WEST | 2011 | 117 | 117 | 117 | 117 | 117 | 117 | 117 | 117 | 117 | 117
596 | SWEETWATER WIND 4-5 |  | SWEETWN4_WND5 | NOLAN | WIND-O | WEST | 2007 | 85 | 85 | 85 | 85 | 85 | 85 | 85 | 85 | 85 | 85
597 | SWEETWATER WIND 4-4B |  | SWEETWN4_WND4B | NOLAN | WIND-O | WEST | 2007 | 112 | 112 | 112 | 112 | 112 | 112 | 112 | 112 | 112 | 112
598 | SWEETWATER WIND 4-4A |  | SWEETWN4_WND4A | NOLAN | WIND-O | WEST | 2007 | 125 | 125 | 125 | 125 | 125 | 125 | 125 | 125 | 125 | 125
599 | TAHOKA WIND 1 |  | TAHOKA_UNIT_1 | LYNN | WIND-O | WEST | 2019 | 150 | 150 | 150 | 150 | 150 | 150 | 150 | 150 | 150 | 150
600 | TAHOKA WIND 2 |  | TAHOKA_UNIT_2 | LYNN | WIND-O | WEST | 2019 | 150 | 150 | 150 | 150 | 150 | 150 | 150 | 150 | 150 | 150
601 | TEXAS BIG SPRING WIND A |  | SGMTN_SIGNALMT | HOWARD | WIND-O | WEST | 1999 | 27.7 | 27.7 | 27.7 | 27.7 | 27.7 | 27.7 | 27.7 | 27.7 | 27.7 | 27.7
602 | TEXAS BIG SPRING WIND B |  | SGMTN_SIGNALM2 | HOWARD | WIND-O | WEST | 1999 | 6.6 | 6.6 | 6.6 | 6.6 | 6.6 | 6.6 | 6.6 | 6.6 | 6.6 | 6.6
603 | TORRECILLAS WIND 1 |  | TORR_UNIT1_25 | WEBB | WIND-O | SOUTH | 2019 | 150 | 150 | 150 | 150 | 150 | 150 | 150 | 150 | 150 | 150
604 | TORRECILLAS WIND 2 |  | TORR_UNIT2_23 | WEBB | WIND-O | SOUTH | 2019 | 23 | 23 | 23 | 23 | 23 | 23 | 23 | 23 | 23 | 23
605 | TORRECILLAS WIND 3 |  | TORR_UNIT2_25 | WEBB | WIND-O | SOUTH | 2019 | 127.5 | 127.5 | 127.5 | 127.5 | 127.5 | 127.5 | 127.5 | 127.5 | 127.5 | 127.5
606 | TRENT WIND |  | TRENT_TRENT | NOLAN | WIND-O | WEST | 2001 | 150 | 150 | 150 | 150 | 150 | 150 | 150 | 150 | 150 | 150
607 | TRINITY HILLS WIND 1 | 20INR0019 | TRINITY_TH1_BUS1 | YOUNG | WIND-O | WEST | 2012 | 117.5 | 104 | 104 | 104 | 104 | 104 | 104 | 104 | 104 | 104
608 | TRINITY HILLS WIND 2 | 20INR0019 | TRINITY_TH1_BUS2 | YOUNG | WIND-O | WEST | 2012 | 107.5 | 94 | 94 | 94 | 94 | 94 | 94 | 94 | 94 | 94
609 | TURKEY TRACK WIND |  | TTWEC_G1 | NOLAN | WIND-O | WEST | 2008 | 169.5 | 169.5 | 169.5 | 169.5 | 169.5 | 169.5 | 169.5 | 169.5 | 169.5 | 169.5
610 | TYLER BLUFF WIND |  | TYLRWIND_UNIT1 | COOKE | WIND-O | NORTH | 2017 | 125.6 | 125.6 | 125.6 | 125.6 | 125.6 | 125.6 | 125.6 | 125.6 | 125.6 | 125.6
611 | WHITETAIL WIND |  | EXGNWTL_WIND_1 | WEBB | WIND-O | SOUTH | 2012 | 92.3 | 92.3 | 92.3 | 92.3 | 92.3 | 92.3 | 92.3 | 92.3 | 92.3 | 92.3
612 | WINDTHORST 2 WIND |  | WNDTHST2_UNIT1 | ARCHER | WIND-O | WEST | 2014 | 67.6 | 67.6 | 67.6 | 67.6 | 67.6 | 67.6 | 67.6 | 67.6 | 67.6 | 67.6
613 | WKN MOZART WIND |  | MOZART_WIND_1 | KENT | WIND-O | WEST | 2012 | 30 | 30 | 30 | 30 | 30 | 30 | 30 | 30 | 30 | 30
614 | WILLOW SPRINGS WIND A |  | SALVTION_UNIT1 | HASKELL | WIND-O | WEST | 2017 | 125 | 125 | 125 | 125 | 125 | 125 | 125 | 125 | 125 | 125
615 | WILLOW SPRINGS WIND B |  | SALVTION_UNIT2 | HASKELL | WIND-O | WEST | 2017 | 125 | 125 | 125 | 125 | 125 | 125 | 125 | 125 | 125 | 125
616 | WOLF RIDGE WIND |  | WHTTAIL_WR1 | COOKE | WIND-O | NORTH | 2008 | 112.5 | 112.5 | 112.5 | 112.5 | 112.5 | 112.5 | 112.5 | 112.5 | 112.5 | 112.5
617 | Operational Capacity Total (Wind) | [6 empty] | 22770.8 | 22725.8 | 22725.8 | 22725.8 | 22725.8 | 22725.8 | 22725.8 | 22725.8 | 22725.8 | 22725.8
618
619 | Operational Wind Capacity Sub-total (Coastal Counties) |  | WIND_OPERATIONAL_C |  |  |  |  | 2974.4 | 2974.4 | 2974.4 | 2974.4 | 2974.4 | 2974.4 | 2974.4 | 2974.4 | 2974.4 | 2974.4
620 | Wind Peak Average Capacity Percentage (Coastal) |  | WIND_PEAK_PCT_C | % |  |  |  | 63 | 63 | 63 | 63 | 63 | 63 | 63 | 63 | 63 | 63
621
622 | Operational Wind Capacity Sub-total (Panhandle Counties) |  | WIND_OPERATIONAL_P |  |  |  |  | 4197.6 | 4209.6 | 4209.6 | 4209.6 | 4209.6 | 4209.6 | 4209.6 | 4209.6 | 4209.6 | 4209.6
623 | Wind Peak Average Capacity Percentage (Panhandle) |  | WIND_PEAK_PCT_P | % |  |  |  | 29 | 29 | 29 | 29 | 29 | 29 | 29 | 29 | 29 | 29
624
625 | Operational Wind Capacity Sub-total (Other Counties) |  | WIND_OPERATIONAL_O |  |  |  |  | 15598.8 | 15541.8 | 15541.8 | 15541.8 | 15541.8 | 15541.8 | 15541.8 | 15541.8 | 15541.8 | 15541.8
626 | Wind Peak Average Capacity Percentage (Other) |  | WIND_PEAK_PCT_O | % |  |  |  | 16 | 16 | 16 | 16 | 16 | 16 | 16 | 16 | 16 | 16
627
628 | Operational Resources (Solar)
629 | ACACIA SOLAR |  | ACACIA_UNIT_1 | PRESIDIO | SOLAR | WEST | 2012 | 10 | 10 | 10 | 10 | 10 | 10 | 10 | 10 | 10 | 10
630 | BHE SOLAR PEARL PROJECT (SIRIUS 2) |  | SIRIUS_UNIT2 | PECOS | SOLAR | WEST | 2017 | 49.1 | 49.1 | 49.1 | 49.1 | 49.1 | 49.1 | 49.1 | 49.1 | 49.1 | 49.1
631 | BLUEBELL SOLAR (CAPRICORN RIDGE SOLAR) |  | CAPRIDG4_BB_PV | STERLING | SOLAR | WEST | 2019 | 30 | 30 | 30 | 30 | 30 | 30 | 30 | 30 | 30 | 30
632 | BNB LAMESA SOLAR (PHASE I) |  | LMESASLR_UNIT1 | DAWSON | SOLAR | WEST | 2018 | 101.6 | 101.6 | 101.6 | 101.6 | 101.6 | 101.6 | 101.6 | 101.6 | 101.6 | 101.6
633 | BNB LAMESA SOLAR (PHASE II) |  | LMESASLR_IVORY | DAWSON | SOLAR | WEST | 2018 | 50 | 50 | 50 | 50 | 50 | 50 | 50 | 50 | 50 | 50
634 | CASTLE GAP SOLAR |  | CASL_GAP_UNIT1 | UPTON | SOLAR | WEST | 2018 | 180 | 180 | 180 | 180 | 180 | 180 | 180 | 180 | 180 | 180
635 | FS BARILLA SOLAR-PECOS |  | HOVEY_UNIT1 | PECOS | SOLAR | WEST | 2015 | 22 | 22 | 22 | 22 | 22 | 22 | 22 | 22 | 22 | 22
636 | FS EAST PECOS SOLAR |  | BOOTLEG_UNIT1 | PECOS | SOLAR | WEST | 2017 | 121.1 | 121.1 | 121.1 | 121.1 | 121.1 | 121.1 | 121.1 | 121.1 | 121.1 | 121.1
637 | OCI ALAMO 1 SOLAR |  | OCI_ALM1_UNIT1 | BEXAR | SOLAR | SOUTH | 2013 | 39.2 | 39.2 | 39.2 | 39.2 | 39.2 | 39.2 | 39.2 | 39.2 | 39.2 | 39.2
638 | OCI ALAMO 4 SOLAR-BRACKETVILLE |  | ECLIPSE_UNIT1 | KINNEY | SOLAR | SOUTH | 2014 | 37.6 | 37.6 | 37.6 | 37.6 | 37.6 | 37.6 | 37.6 | 37.6 | 37.6 | 37.6
639 | OCI ALAMO 5 (DOWNIE RANCH) |  | HELIOS_UNIT1 | UVALDE | SOLAR | SOUTH | 2015 | 95 | 95 | 95 | 95 | 95 | 95 | 95 | 95 | 95 | 95
640 | OCI ALAMO 6 (SIRIUS/WEST TEXAS) |  | SIRIUS_UNIT1 | PECOS | SOLAR | WEST | 2017 | 110.2 | 110.2 | 110.2 | 110.2 | 110.2 | 110.2 | 110.2 | 110.2 | 110.2 | 110.2
641 | OCI ALAMO 7 (PAINT CREEK) |  | SOLARA_UNIT1 | HASKELL | SOLAR | WEST | 2016 | 112 | 112 | 112 | 112 | 112 | 112 | 112 | 112 | 112 | 112
642 | PHOEBE SOLAR 1 |  | PHOEBE_UNIT1 | WINKLER | SOLAR | WEST | 2019 | 125.04 | 125.04 | 125.04 | 125.04 | 125.04 | 125.04 | 125.04 | 125.04 | 125.04 | 125.04
643 | PHOEBE SOLAR 2 |  | PHOEBE_UNIT2 | WINKLER | SOLAR | WEST | 2019 | 127.95 | 127.95 | 127.95 | 127.95 | 127.95 | 127.95 | 127.95 | 127.95 | 127.95 | 127.95
644 | RE ROSEROCK SOLAR 1 |  | REROCK_UNIT1 | PECOS | SOLAR | WEST | 2016 | 78.8 | 78.8 | 78.8 | 78.8 | 78.8 | 78.8 | 78.8 | 78.8 | 78.8 | 78.8
645 | RE ROSEROCK SOLAR 2 |  | REROCK_UNIT2 | PECOS | SOLAR | WEST | 2016 | 78.8 | 78.8 | 78.8 | 78.8 | 78.8 | 78.8 | 78.8 | 78.8 | 78.8 | 78.8
646 | RIGGINS (SE BUCKTHORN WESTEX SOLAR) |  | RIGGINS_UNIT1 | PECOS | SOLAR | WEST | 2018 | 150 | 150 | 150 | 150 | 150 | 150 | 150 | 150 | 150 | 150
647 | SOLAIREHOLMAN 1 |  | LASSO_UNIT1 | BREWSTER | SOLAR | WEST | 2018 | 50 | 50 | 50 | 50 | 50 | 50 | 50 | 50 | 50 | 50
648 | SP-TX-12-PHASE B |  | SPTX12B_UNIT1 | UPTON | SOLAR | WEST | 2017 | 157.5 | 157.5 | 157.5 | 157.5 | 157.5 | 157.5 | 157.5 | 157.5 | 157.5 | 157.5
649 | WAYMARK SOLAR |  | WAYMARK_UNIT1 | UPTON | SOLAR | WEST | 2018 | 182 | 182 | 182 | 182 | 182 | 182 | 182 | 182 | 182 | 182
650 | WEBBERVILLE SOLAR |  | WEBBER_S_WSP1 | TRAVIS | SOLAR | SOUTH | 2011 | 26.7 | 26.7 | 26.7 | 26.7 | 26.7 | 26.7 | 26.7 | 26.7 | 26.7 | 26.7
651 | Operational Capacity Total (Solar) | [6 empty] | 1934.59 | 1934.59 | 1934.59 | 1934.59 | 1934.59 | 1934.59 | 1934.59 | 1934.59 | 1934.59 | 1934.59
652 | Solar Peak Average Capacity Percentage |  | SOLAR_PEAK_PCT | % |  |  |  | 76 | 76 | 76 | 76 | 76 | 76 | 76 | 76 | 76 | 76
653
654 | Operational Resources (Storage)
655 | BLUE SUMMIT BATTERY |  | BLSUMMIT_BATTERY | WILBARGER | STORAGE | WEST | 2017 | 30 | 30 | 30 | 30 | 30 | 30 | 30 | 30 | 30 | 30
656 | CASTLE GAP BATTERY |  | CASL_GAP_BATTERY1 | UPTON | STORAGE | WEST | 2019 | 9.9 | 9.9 | 9.9 | 9.9 | 9.9 | 9.9 | 9.9 | 9.9 | 9.9 | 9.9
657 | INADALE ESS |  | INDL_ESS | NOLAN | STORAGE | WEST | 2018 | 9.9 | 9.9 | 9.9 | 9.9 | 9.9 | 9.9 | 9.9 | 9.9 | 9.9 | 9.9
658 | NOTREES BATTERY FACILITY |  | NWF_NBS | WINKLER | STORAGE | WEST | 2013 | 33.7 | 33.7 | 33.7 | 33.7 | 33.7 | 33.7 | 33.7 | 33.7 | 33.7 | 33.7
659 | OCI ALAMO 1 |  | OCI_ALM1_ASTRO1 | BEXAR | STORAGE | SOUTH | 2016 | bar: 2020 to 2029
660 | PYRON ESS |  | PYR_ESS | SCURRY | STORAGE | WEST | 2018 | 9.9 | 9.9 | 9.9 | 9.9 | 9.9 | 9.9 | 9.9 | 9.9 | 9.9 | 9.9
661 | YOUNICOS FACILITY |  | YOUNICOS_YINC1_1 | TRAVIS | STORAGE | SOUTH | 2015 | 2 | 2 | 2 | 2 | 2 | 2 | 2 | 2 | 2 | 2
662 | Operational Capacity Total (Storage) | [6 empty] | 96.4 | 96.4 | 96.4 | 96.4 | 96.4 | 96.4 | 96.4 | 96.4 | 96.4 | 96.4
663 | Storage Peak Average Capacity Percentage |  | STORAGE_PEAK_PCT | % |  |  |  | 0 | 0 | 0 | 0 | 0 | 0 | 0 | 0 | 0 | 0
664
665 | Operational Distributed Generation Resources (DGR)
666 | TOS BATTERY STORAGE |  | DG_TOSBATT_UNIT1 | MIDLAND | STORAGE | WEST | 2017 | 2 | 2 | 2 | 2 | 2 | 2 | 2 | 2 | 2 | 2
667
668 | Operational DGR Storage Capacity Sub-total |  | DGR_STORAGE_OPERATIONAL |  |  |  |  | 2 | 2 | 2 | 2 | 2 | 2 | 2 | 2 | 2 | 2
669 | DGR Storage Peak Average Capacity Percentage |  | DGR_STORAGE_PEAK_PCT | % |  |  |  | 0 | 0 | 0 | 0 | 0 | 0 | 0 | 0 | 0 | 0
670
671 | Operational Settlement Only Distributed Generation (SODG)
672 | GENERIC DIESEL DG FACILITY |  | DG1_10UNITS | TRAVIS | FOSSIL | SOUTH | 2000 | 5 | 5 | 5 | 5 | 5 | 5 | 5 | 5 | 5 | 5
673 | GENERIC DIESEL DG FACILITY 2 |  | DG2_15UNITS | TRAVIS | FOSSIL | SOUTH | 2000 | 10 | 10 | 10 | 10 | 10 | 10 | 10 | 10 | 10 | 10
674 | GENERIC GAS DG FACILITY 1 |  | DG3_15UNITS | TRAVIS | FOSSIL | SOUTH | 2000 | 15 | 15 | 15 | 15 | 15 | 15 | 15 | 15 | 15 | 15
675 | BIOENERGY AUSTIN WALZEM RD LFG |  | DG_WALZE_4UNITS | BEXAR | BIOMASS | SOUTH | 2002 | 9.8 | 9.8 | 9.8 | 9.8 | 9.8 | 9.8 | 9.8 | 9.8 | 9.8 | 9.8
676 | BIOENERGY TEXAS COVEL GARDENS LFG |  | DG_MEDIN_1UNIT | BEXAR | BIOMASS | SOUTH | 2005 | 9.6 | 9.6 | 9.6 | 9.6 | 9.6 | 9.6 | 9.6 | 9.6 | 9.6 | 9.6
677 | FARMERS BRANCH LANDFILL GAS TO ENERGY |  | DG_HBR_2UNITS | DENTON | BIOMASS | NORTH | 2011 | 3.2 | 3.2 | 3.2 | 3.2 | 3.2 | 3.2 | 3.2 | 3.2 | 3.2 | 3.2
678 | GRAND PRAIRIE LFG |  | DG_TRIRA_1UNIT | DALLAS | BIOMASS | NORTH | 2015 | 4 | 4 | 4 | 4 | 4 | 4 | 4 | 4 | 4 | 4
679 | NELSON GARDENS LFG |  | DG_78252_4UNITS | BEXAR | BIOMASS | SOUTH | 2013 | 4.2 | 4.2 | 4.2 | 4.2 | 4.2 | 4.2 | 4.2 | 4.2 | 4.2 | 4.2
680 | SKYLINE LFG |  | DG_FERIS_4 UNITS | DALLAS | BIOMASS | NORTH | 2007 | 6.4 | 6.4 | 6.4 | 6.4 | 6.4 | 6.4 | 6.4 | 6.4 | 6.4 | 6.4
681 | WM RENEWABLE-AUSTIN LFG |  | DG_SPRIN_4UNITS | TRAVIS | BIOMASS | SOUTH | 2007 | 6.4 | 6.4 | 6.4 | 6.4 | 6.4 | 6.4 | 6.4 | 6.4 | 6.4 | 6.4
682 | WM RENEWABLE-BIOENERGY PARTNERS LFG |  | DG_BIOE_2UNITS | DENTON | BIOMASS | NORTH | 1988 | 6.2 | 6.2 | 6.2 | 6.2 | 6.2 | 6.2 | 6.2 | 6.2 | 6.2 | 6.2
683 | WM RENEWABLE-DFW GAS RECOVERY LFG |  | DG_BIO2_4UNITS | DENTON | BIOMASS | NORTH | 2009 | 6.4 | 6.4 | 6.4 | 6.4 | 6.4 | 6.4 | 6.4 | 6.4 | 6.4 | 6.4
684 | WM RENEWABLE-MESQUITE CREEK LFG |  | DG_FREIH_2UNITS | COMAL | BIOMASS | SOUTH | 2011 | 3.2 | 3.2 | 3.2 | 3.2 | 3.2 | 3.2 | 3.2 | 3.2 | 3.2 | 3.2
685 | WM RENEWABLE-WESTSIDE LFG |  | DG_WSTHL_3UNITS | PARKER | BIOMASS | NORTH | 2010 | 4.8 | 4.8 | 4.8 | 4.8 | 4.8 | 4.8 | 4.8 | 4.8 | 4.8 | 4.8
686 | ARLINGTON OUTLET HYDROELECTRIC FACILITY |  | DG_OAKHL_1UNIT | TARRANT | HYDRO | NORTH | 2014 | 1.4 | 1.4 | 1.4 | 1.4 | 1.4 | 1.4 | 1.4 | 1.4 | 1.4 | 1.4
687 | CITY OF GONZALES HYDRO |  | DG_GONZ_HYDRO_GONZ_HYDRO | GONZALES | HYDRO | SOUTH | 1986 | 1.5 | 1.5 | 1.5 | 1.5 | 1.5 | 1.5 | 1.5 | 1.5 | 1.5 | 1.5
688 | GUADALUPE BLANCO RIVER AUTH-LAKEWOOD TAP |  | DG_LKWDT_2UNITS | GONZALES | HYDRO | SOUTH | 1931 | 4.8 | 4.8 | 4.8 | 4.8 | 4.8 | 4.8 | 4.8 | 4.8 | 4.8 | 4.8
689 | GUADALUPE BLANCO RIVER AUTH-MCQUEENEY |  | DG_MCQUE_5UNITS | GUADALUPE | HYDRO | SOUTH | 1928 | 7.7 | 7.7 | 7.7 | 7.7 | 7.7 | 7.7 | 7.7 | 7.7 | 7.7 | 7.7
690 | GUADALUPE BLANCO RIVER AUTH-SCHUMANSVILLE |  | DG_SCHUM_2UNITS | GUADALUPE | HYDRO | SOUTH | 1928 | 3.6 | 3.6 | 3.6 | 3.6 | 3.6 | 3.6 | 3.6 | 3.6 | 3.6 | 3.6
691 | LEWISVILLE HYDRO-CITY OF GARLAND |  | DG_LWSVL_1UNIT | DENTON | HYDRO | NORTH | 1991 | 2.2 | 2.2 | 2.2 | 2.2 | 2.2 | 2.2 | 2.2 | 2.2 | 2.2 | 2.2
692 | HARBOR WIND |  | DG_NUECE_6UNITS | NUECES | WIND-C | COASTAL | 2012 | 9 | 9 | 9 | 9 | 9 | 9 | 9 | 9 | 9 | 9
693 | WOLF FLATS WIND (WIND MGT) |  | DG_TURL_UNIT1 | HALL | WIND-P | PANHANDLE | 2007 | bar: 2020 to 2029
694 | TSTC WEST TEXAS WIND |  | DG_ROSC2_1UNIT | NOLAN | WIND-O | WEST | 2008 | 2 | 2 | 2 | 2 | 2 | 2 | 2 | 2 | 2 | 2
695 | ALEXIS SOLAR |  | DG_ALEXIS_ALEXIS | BROOKS | SOLAR | SOUTH | 2019 | 10 | 10 | 10 | 10 | 10 | 10 | 10 | 10 | 10 | 10
696 | BECK 1 |  | DG_CECSOLAR_DG_BECK1 | BEXAR | SOLAR | SOUTH | 2016 | bar: 2020 to 2029
697 | BLUE WING 1 SOLAR |  | DG_BROOK_1UNIT | BEXAR | SOLAR | SOUTH | 2010 | 7.6 | 7.6 | 7.6 | 7.6 | 7.6 | 7.6 | 7.6 | 7.6 | 7.6 | 7.6
698 | BLUE WING 2 SOLAR |  | DG_ELMEN_1UNIT | BEXAR | SOLAR | SOUTH | 2010 | 7.3 | 7.3 | 7.3 | 7.3 | 7.3 | 7.3 | 7.3 | 7.3 | 7.3 | 7.3
699 | BOVINE SOLAR LLC |  | DG_BOVINE_BOVINE | AUSTIN | SOLAR | SOUTH | 2018 | 5 | 5 | 5 | 5 | 5 | 5 | 5 | 5 | 5 | 5
700 | BOVINE SOLAR LLC |  | DG_BOVINE2_BOVINE2 | AUSTIN | SOLAR | SOUTH | 2018 | 5 | 5 | 5 | 5 | 5 | 5 | 5 | 5 | 5 | 5
701 | BRONSON SOLAR I |  | DG_BRNSN_BRNSN | FORT BEND | SOLAR | HOUSTON | 2018 | 5 | 5 | 5 | 5 | 5 | 5 | 5 | 5 | 5 | 5
702 | BRONSON SOLAR II |  | DG_BRNSN2_BRNSN2 | FORT BEND | SOLAR | HOUSTON | 2018 | 5 | 5 | 5 | 5 | 5 | 5 | 5 | 5 | 5 | 5
703 | CASCADE SOLAR I |  | DG_CASCADE_CASCADE | WHARTON | SOLAR | SOUTH | 2018 | 5 | 5 | 5 | 5 | 5 | 5 | 5 | 5 | 5 | 5
704 | CASCADE SOLAR II |  | DG_CASCADE2_CASCADE2 | WHARTON | SOLAR | SOUTH | 2018 | 5 | 5 | 5 | 5 | 5 | 5 | 5 | 5 | 5 | 5
705 | CHISUM SOLAR |  | DG_CHISUM_CHISUM | LAMAR | SOLAR | NORTH | 2018 | 10 | 10 | 10 | 10 | 10 | 10 | 10 | 10 | 10 | 10
706 | COMMERCE_SOLAR |  | DG_ X443PV1_SWRI_PV1 | BEXAR | SOLAR | SOUTH | 2019 | 5 | 5 | 5 | 5 | 5 | 5 | 5 | 5 | 5 | 5
707 | EDDY SOLAR II |  | DG_EDDYII_EDDYII | MCLENNAN | SOLAR | NORTH | 2018 | 10 | 10 | 10 | 10 | 10 | 10 | 10 | 10 | 10 | 10
708 | FIFTH GENERATION SOLAR 1 |  | DG_FGSOLAR1 | TRAVIS | SOLAR | SOUTH | 2016 | 1.6 | 1.6 | 1.6 | 1.6 | 1.6 | 1.6 | 1.6 | 1.6 | 1.6 | 1.6
709 | GRIFFIN SOLAR |  | DG_GRIFFIN_GRIFFIN | MCLEENNAN | SOLAR | NORTH | 2019 | 5 | 5 | 5 | 5 | 5 | 5 | 5 | 5 | 5 | 5
710 | HIGHWAY 56 |  | DG_HWY56_HWY56 | GRAYSON | SOLAR | NORTH | 2017 | 5.3 | 5.3 | 5.3 | 5.3 | 5.3 | 5.3 | 5.3 | 5.3 | 5.3 | 5.3
711 | HM SEALY SOLAR 1 |  | DG_SEALY_1UNIT | AUSTIN | SOLAR | SOUTH | 2015 | 1.6 | 1.6 | 1.6 | 1.6 | 1.6 | 1.6 | 1.6 | 1.6 | 1.6 | 1.6
712 | LAMPWICK SOLAR |  | DG_LAMPWICK_LAMPWICK | MENARD | SOLAR | SOUTH | 2019 | 5 | 5 | 5 | 5 | 5 | 5 | 5 | 5 | 5 | 5
713 | LEON |  | DG_LEON_LEON | HUNT | SOLAR | NORTH | 2017 | 10 | 10 | 10 | 10 | 10 | 10 | 10 | 10 | 10 | 10
714 | MARLIN |  | DG_MARLIN_MARLIN | FALLS | SOLAR | NORTH | 2017 | 5.3 | 5.3 | 5.3 | 5.3 | 5.3 | 5.3 | 5.3 | 5.3 | 5.3 | 5.3
715 | MARS SOLAR (DG) |  | DG_MARS_MARS | WEBB | SOLAR | SOUTH | 2019 | 10 | 10 | 10 | 10 | 10 | 10 | 10 | 10 | 10 | 10
716 | NORTH GAINESVILLE |  | DG_NGNSVL_NGAINESV | COOKE | SOLAR | NORTH | 2017 | 5.2 | 5.2 | 5.2 | 5.2 | 5.2 | 5.2 | 5.2 | 5.2 | 5.2 | 5.2
717 | OCI ALAMO 2 SOLAR-ST. HEDWIG |  | DG_STHWG_UNIT1 | BEXAR | SOLAR | SOUTH | 2014 | 4.4 | 4.4 | 4.4 | 4.4 | 4.4 | 4.4 | 4.4 | 4.4 | 4.4 | 4.4
718 | OCI ALAMO 3-WALZEM SOLAR |  | DG_WALZM_UNIT1 | BEXAR | SOLAR | SOUTH | 2014 | 5.5 | 5.5 | 5.5 | 5.5 | 5.5 | 5.5 | 5.5 | 5.5 | 5.5 | 5.5
719 | POWERFIN KINGSBERY |  | DG_PFK_PFKPV | TRAVIS | SOLAR | SOUTH | 2017 | 2.6 | 2.6 | 2.6 | 2.6 | 2.6 | 2.6 | 2.6 | 2.6 | 2.6 | 2.6
720 | RENEWABLE ENERGY ALTERNATIVES-CCS1 |  | DG_COSERVSS_CCS1 | DENTON | SOLAR | NORTH | 2015 | 2 | 2 | 2 | 2 | 2 | 2 | 2 | 2 | 2 | 2
721 | STERLING |  | DG_STRLING_STRLING | HUNT | SOLAR | NORTH | 2018 | 10 | 10 | 10 | 10 | 10 | 10 | 10 | 10 | 10 | 10
722 | SUNEDISON RABEL ROAD SOLAR |  | DG_VALL1_1UNIT | BEXAR | SOLAR | SOUTH | 2012 | 9.9 | 9.9 | 9.9 | 9.9 | 9.9 | 9.9 | 9.9 | 9.9 | 9.9 | 9.9
723 | SUNEDISON VALLEY ROAD SOLAR |  | DG_VALL2_1UNIT | BEXAR | SOLAR | SOUTH | 2012 | 9.9 | 9.9 | 9.9 | 9.9 | 9.9 | 9.9 | 9.9 | 9.9 | 9.9 | 9.9
724 | SUNEDISON CPS3 SOMERSET 1 SOLAR |  | DG_SOME1_1UNIT | BEXAR | SOLAR | SOUTH | 2012 | 5.6 | 5.6 | 5.6 | 5.6 | 5.6 | 5.6 | 5.6 | 5.6 | 5.6 | 5.6
725 | SUNEDISON SOMERSET 2 SOLAR |  | DG_SOME2_1UNIT | BEXAR | SOLAR | SOUTH | 2012 | 5 | 5 | 5 | 5 | 5 | 5 | 5 | 5 | 5 | 5
726 | WALNUT SPRINGS |  | DG_WLNTSPRG_1UNIT | BOSQUE | SOLAR | NORTH | 2016 | 10 | 10 | 10 | 10 | 10 | 10 | 10 | 10 | 10 | 10
727 | WEST MOORE II |  | DG_WMOOREII_WMOOREII | GRAYSON | SOLAR | NORTH | 2018 | 5 | 5 | 5 | 5 | 5 | 5 | 5 | 5 | 5 | 5
728 | WHITESBORO |  | DG_WBORO_WHTSBORO | GRAYSON | SOLAR | NORTH | 2017 | 5 | 5 | 5 | 5 | 5 | 5 | 5 | 5 | 5 | 5
729 | WHITESBORO II |  | DG_WBOROII_WHBOROII | GRAYSON | SOLAR | NORTH | 2017 | 5 | 5 | 5 | 5 | 5 | 5 | 5 | 5 | 5 | 5
730 | WHITEWRIGHT |  | DG_WHTRT_WHTRGHT | FANNIN | SOLAR | NORTH | 2017 | 10 | 10 | 10 | 10 | 10 | 10 | 10 | 10 | 10 | 10
731 | WHITNEY SOLAR |  | DG_WHITNEY_SOLAR1 | BOSQUE | SOLAR | NORTH | 2017 | 10 | 10 | 10 | 10 | 10 | 10 | 10 | 10 | 10 | 10
732 | YELLOW JACKET SOLAR |  | DG_YLWJACKET_YLWJACKET | BOSQUE | SOLAR | NORTH | 2018 | 5 | 5 | 5 | 5 | 5 | 5 | 5 | 5 | 5 | 5
733 | KINGSBERY ENERGY STORAGE SYSTEM |  | DG_KB_ESS_KB_ESS | TRAVIS | STORAGE | SOUTH | 2017 | 1.5 | 1.5 | 1.5 | 1.5 | 1.5 | 1.5 | 1.5 | 1.5 | 1.5 | 1.5
734 | MU ENERGY STORAGE SYSTEM |  | DG_MU_ESS_MU_ESS | TRAVIS | STORAGE | SOUTH | 2018 | 1.5 | 1.5 | 1.5 | 1.5 | 1.5 | 1.5 | 1.5 | 1.5 | 1.5 | 1.5
735 | Operational Settlement Only Distributed Generation (SODG) Total | [6 empty] | 365.2 | 365.2 | 365.2 | 365.2 | 365.2 | 365.2 | 365.2 | 365.2 | 365.2 | 365.2
736
737 | Operational SODG Fossil Capacity Sub-total |  | SODG_FOSSIL_OPERATIONAL |  |  |  |  | 30 | 30 | 30 | 30 | 30 | 30 | 30 | 30 | 30 | 30
738 | SODG Fossil Peak Average Capacity Percentage |  | SODG_FOSSIL_PEAK_PCT | % |  |  |  | 0 | 0 | 0 | 0 | 0 | 0 | 0 | 0 | 0 | 0
739
740 | Operational SODG Biomass Capacity Sub-total |  | SODG_BIOMASS_OPERATIONAL_C |  |  |  |  | 64.2 | 64.2 | 64.2 | 64.2 | 64.2 | 64.2 | 64.2 | 64.2 | 64.2 | 64.2
741 | Biomass Peak Average Capacity Percentage |  | BIOMASS_PEAK_PCT | % |  |  |  | 100 | 100 | 100 | 100 | 100 | 100 | 100 | 100 | 100 | 100
742
743 | Operational SODG Hydro Capacity Sub-total |  | SODG_HYDRO_OPERATIONAL_C |  |  |  |  | 21.2 | 21.2 | 21.2 | 21.2 | 21.2 | 21.2 | 21.2 | 21.2 | 21.2 | 21.2
744 | Hydro Peak Average Capacity Percentage |  | HYDRO_PEAK_PCT | % |  |  |  | 86 | 86 | 86 | 86 | 86 | 86 | 86 | 86 | 86 | 86
745
746 | Operational SODG Wind Capacity Sub-total (Coastal Counties) |  | SODG_WIND_OPERATIONAL_C |  |  |  |  | 9 | 9 | 9 | 9 | 9 | 9 | 9 | 9 | 9 | 9
747 | Wind Peak Average Capacity Percentage (Coastal) |  | WIND_PEAK_PCT_C | % |  |  |  | 63 | 63 | 63 | 63 | 63 | 63 | 63 | 63 | 63 | 63
748
749 | Operational SODG Wind Capacity Sub-total (Panhandle Counties) |  | SODG_WIND_OPERATIONAL_P | bar: 2020 to 2029
750 | Wind Peak Average Capacity Percentage (Panhandle) |  | WIND_PEAK_PCT_P | % |  |  |  | 29 | 29 | 29 | 29 | 29 | 29 | 29 | 29 | 29 | 29
751
752 | Operational SODG Wind Capacity Sub-total (Other Counties) |  | SODG_WIND_OPERATIONAL_O |  |  |  |  | 2 | 2 | 2 | 2 | 2 | 2 | 2 | 2 | 2 | 2
753 | Wind Peak Average Capacity Percentage (Other) |  | WIND_PEAK_PCT_O | % |  |  |  | 16 | 16 | 16 | 16 | 16 | 16 | 16 | 16 | 16 | 16
754
755 | Operational SODG Solar Capacity Sub-total |  | SODG_SOLAR_OPERATIONAL_P |  |  |  |  | 234.8 | 234.8 | 234.8 | 234.8 | 234.8 | 234.8 | 234.8 | 234.8 | 234.8 | 234.8
756 | Solar Peak Average Capacity Percentage |  | SOLAR_PEAK_PCT | % |  |  |  | 76 | 76 | 76 | 76 | 76 | 76 | 76 | 76 | 76 | 76
757
758 | Operational SODG Storage Capacity Sub-total |  | SODG_STORAGE_OPERATIONAL |  |  |  |  | 3 | 3 | 3 | 3 | 3 | 3 | 3 | 3 | 3 | 3
759 | Storage Peak Average Capacity Percentage |  | STORAGE_PEAK_PCT | % |  |  |  | 0 | 0 | 0 | 0 | 0 | 0 | 0 | 0 | 0 | 0
760
761 | Reliability Must-Run (RMR) Capacity |  | RMR_CAP_CONT |  |  |  |  | 0 | 0 | 0 | 0 | 0 | 0 | 0 | 0 | 0 | 0
762
763 | Capacity Pending Retirement |  | PENDRETIRE_CAP |  |  |  |  | 0 | 0 | 0 | 0 | 0 | 0 | 0 | 0 | 0 | 0
764
765 | Non-Synchronous Tie Resources
766 | EAST TIE |  | DC_E | FANNIN | OTHER | NORTH |  | 600 | 600 | 600 | 600 | 600 | 600 | 600 | 600 | 600 | 600
767 | NORTH TIE |  | DC_N | WILBARGER | OTHER | WEST |  | 220 | 220 | 220 | 220 | 220 | 220 | 220 | 220 | 220 | 220
768 | EAGLE PASS TIE |  | DC_S | MAVERICK | OTHER | SOUTH |  | 30 | 30 | 30 | 30 | 30 | 30 | 30 | 30 | 30 | 30
769 | LAREDO VFT TIE |  | DC_L | WEBB | OTHER | SOUTH |  | 100 | 100 | 100 | 100 | 100 | 100 | 100 | 100 | 100 | 100
770 | SHARYLAND RAILROAD TIE |  | DC_R | HIDALGO | OTHER | SOUTH |  | 300 | 300 | 300 | 300 | 300 | 300 | 300 | 300 | 300 | 300
771 | Non-Synchronous Ties Total | [6 empty] | 1250 | 1250 | 1250 | 1250 | 1250 | 1250 | 1250 | 1250 | 1250 | 1250
772 | Non-Synchronous Ties Peak Average Capacity Percentage |  | DCTIE_PEAK_PCT | % |  |  |  | 68 | 68 | 68 | 68 | 68 | 68 | 68 | 68 | 68 | 68
773
774 | Planned Thermal Resources with Executed SGIA, Air Permit, GHG Permit and Proof of Adequate Water Supplies
775 | FRIENDSWOOD II | 19INR0180 |  | BRAZORIA | GAS | COASTAL | 2021 | 0 | 117 | 117 | 117 | 117 | 117 | 117 | 117 | 117 | 117
776 | HALYARD WHARTON ENERGY CENTER | 16INR0044 |  | WHARTON | GAS | SOUTH | 2021 | 0 | 484 | 484 | 484 | 484 | 484 | 484 | 484 | 484 | 484
777 | HUDSON (BRAZORIA ENERGY G) | 16INR0076 |  | BRAZORIA | GAS | COASTAL | 2019 | 90 | 90 | 90 | 90 | 90 | 90 | 90 | 90 | 90 | 90
778 | LEVEE (FREEPORT LNG) | 16INR0003 |  | BRAZORIA | GAS | COASTAL | 2019 | 11 | 11 | 11 | 11 | 11 | 11 | 11 | 11 | 11 | 11
779 | MIRAGE | 17INR0022 |  | HARRIS | GAS | HOUSTON | 2020 | 11 | 11 | 11 | 11 | 11 | 11 | 11 | 11 | 11 | 11
780 | VICTORIA CITY (CITYVICT) | 18INR0035 |  | REFUGIO | GAS | COASTAL | 2019 | 100 | 100 | 100 | 100 | 100 | 100 | 100 | 100 | 100 | 100
781 | Planned Capacity Total (Nuclear, Coal, Gas, Biomass) | [6 empty] | 212 | 813 | 813 | 813 | 813 | 813 | 813 | 813 | 813 | 813
782
783 | Planned Wind Resources with Executed SGIA
784 | CHALUPA WIND | 20INR0042 |  | CAMERON | WIND-C | COASTAL | 2020 | 0 | 174 | 174 | 174 | 174 | 174 | 174 | 174 | 174 | 174
785 | CHOCOLATE BAYOU W | 16INR0074 |  | BRAZORIA | WIND-C | COASTAL | 2021 | 0 | 149.5 | 149.5 | 149.5 | 149.5 | 149.5 | 149.5 | 149.5 | 149.5 | 149.5
786 | CRANEL WIND | 19INR0112 |  | REFUGIO | WIND-C | COASTAL | 2020 | 220 | 220 | 220 | 220 | 220 | 220 | 220 | 220 | 220 | 220
787 | EAST RAYMOND WIND | 18INR0059 |  | WILLACY | WIND-C | COASTAL | 2020 | 0 | 201.6 | 201.6 | 201.6 | 201.6 | 201.6 | 201.6 | 201.6 | 201.6 | 201.6
788 | KARANKAWA WIND | 18INR0014 |  | SAN PATRICIO | WIND-C | COASTAL | 2019 | 206.6 | 206.6 | 206.6 | 206.6 | 206.6 | 206.6 | 206.6 | 206.6 | 206.6 | 206.6
789 | KARANKAWA WIND 2 | 19INR0074 |  | SAN PATRICIO | WIND-C | COASTAL | 2019 | 101 | 101 | 101 | 101 | 101 | 101 | 101 | 101 | 101 | 101
790 | LAS MAJADAS WIND | 17INR0035 |  | WILLACY | WIND-C | COASTAL | 2020 | 0 | 272.8 | 272.8 | 272.8 | 272.8 | 272.8 | 272.8 | 272.8 | 272.8 | 272.8
791 | PALMAS ALTAS WIND | 17INR0037 |  | CAMERON | WIND-C | COASTAL | 2019 | 144.9 | 144.9 | 144.9 | 144.9 | 144.9 | 144.9 | 144.9 | 144.9 | 144.9 | 144.9
792 | PEYTON CREEK WIND | 18INR0018 |  | MATAGORDA | WIND-C | COASTAL | 2019 | 151.2 | 151.2 | 151.2 | 151.2 | 151.2 | 151.2 | 151.2 | 151.2 | 151.2 | 151.2
793 | SHAFFER (PATRIOT WIND/PETRONILLA) | 11INR0062 |  | NUECES | WIND-C | COASTAL | 2019 | 226 | 226 | 226 | 226 | 226 | 226 | 226 | 226 | 226 | 226
794 | WEST RAYMOND (EL TRUENO) WIND | 20INR0088 |  | WILLACY | WIND-C | COASTAL | 2020 | 0 | 239.8 | 239.8 | 239.8 | 239.8 | 239.8 | 239.8 | 239.8 | 239.8 | 239.8
795 | ARMSTRONG WIND | 18INR0029 |  | ARMSTRONG | WIND-P | PANHANDLE | 2020 | 253 | 253 | 253 | 253 | 253 | 253 | 253 | 253 | 253 | 253
796 | CANADIAN BREAKS WIND | 13INR0026 |  | OLDHAM | WIND-P | PANHANDLE | 2019 | 210 | 210 | 210 | 210 | 210 | 210 | 210 | 210 | 210 | 210
797 | GOODNIGHT WIND | 14INR0033 |  | ARMSTRONG | WIND-P | PANHANDLE | 2020 | 0 | 504.4 | 504.4 | 504.4 | 504.4 | 504.4 | 504.4 | 504.4 | 504.4 | 504.4
798 | HART WIND | 16INR0033 |  | CASTRO | WIND-P | PANHANDLE | 2021 | 0 | 0 | 150 | 150 | 150 | 150 | 150 | 150 | 150 | 150
799 | MARIAH DEL ESTE | 13INR0010a |  | PARMER | WIND-P | PANHANDLE | 2020 | 0 | 152.5 | 152.5 | 152.5 | 152.5 | 152.5 | 152.5 | 152.5 | 152.5 | 152.5
800 | NORTHDRAW WIND | 13INR0025 |  | RANDALL | WIND-P | PANHANDLE | 2020 | 0 | 150 | 150 | 150 | 150 | 150 | 150 | 150 | 150 | 150
801 | PANHANDLE WIND 3 | 14INR0030c |  | CARSON | WIND-P | PANHANDLE | 2022 | 0 | 0 | 0 | 248 | 248 | 248 | 248 | 248 | 248 | 248
802 | PUMPKIN FARM WIND | 16INR0037c |  | FLOYD | WIND-P | PANHANDLE | 2020 | 0 | 280.9 | 280.9 | 280.9 | 280.9 | 280.9 | 280.9 | 280.9 | 280.9 | 280.9
803 | WILDROSE WIND (SWISHER WIND) | 13INR0038 |  | SWISHER | WIND-P | PANHANDLE | 2021 | 0 | 0 | 302.5 | 302.5 | 302.5 | 302.5 | 302.5 | 302.5 | 302.5 | 302.5
804 | AVIATOR WIND | 19INR0156 |  | COKE | WIND-O | WEST | 2020 | 0 | 525 | 525 | 525 | 525 | 525 | 525 | 525 | 525 | 525
805 | BAIRD NORTH WIND | 20INR0083 |  | CALLAHAN | WIND-O | WEST | 2021 | 0 | 0 | 293.5 | 293.5 | 293.5 | 293.5 | 293.5 | 293.5 | 293.5 | 293.5
806 | BARROW RANCH (JUMBO HILL WIND) | 18INR0038 |  | ANDREWS | WIND-O | WEST | 2020 | 160 | 160 | 160 | 160 | 160 | 160 | 160 | 160 | 160 | 160
807 | BIG SAMPSON WIND | 16INR0104 |  | CROCKETT | WIND-O | WEST | 2021 | 0 | 0 | 400 | 400 | 400 | 400 | 400 | 400 | 400 | 400
808 | BLACKJACK CREEK WIND | 20INR0068 |  | BEE | WIND-O | SOUTH | 2020 | 0 | 239.8 | 239.8 | 239.8 | 239.8 | 239.8 | 239.8 | 239.8 | 239.8 | 239.8
809 | BLUE SUMMIT WIND 2 | 18INR0070 |  | WILBARGER | WIND-O | WEST | 2019 | 102 | 102 | 102 | 102 | 102 | 102 | 102 | 102 | 102 | 102
810 | BLUE SUMMIT WIND 3 | 19INR0182 |  | WILBARGER | WIND-O | WEST | 2020 | 0 | 200 | 200 | 200 | 200 | 200 | 200 | 200 | 200 | 200
811 | CABEZON WIND (RIO BRAVO I WIND) | 17INR0005 |  | STARR | WIND-O | SOUTH | 2019 | 237.6 | 237.6 | 237.6 | 237.6 | 237.6 | 237.6 | 237.6 | 237.6 | 237.6 | 237.6
812 | CACTUS FLATS WIND | 16INR0086 |  | CONCHO | WIND-O | WEST | 2019 | 148.4 | 148.4 | 148.4 | 148.4 | 148.4 | 148.4 | 148.4 | 148.4 | 148.4 | 148.4
813 | CANYON WIND | 18INR0030 |  | SCURRY | WIND-O | WEST | 2021 | 0 | 360 | 360 | 360 | 360 | 360 | 360 | 360 | 360 | 360
814 | COYOTE WIND | 17INR0027b |  | SCURRY | WIND-O | WEST | 2020 | 0 | 242.5 | 242.5 | 242.5 | 242.5 | 242.5 | 242.5 | 242.5 | 242.5 | 242.5
815 | EDMONDSON RANCH WIND | 18INR0043 |  | GLASSCOCK | WIND-O | WEST | 2020 | 0 | 292.5 | 292.5 | 292.5 | 292.5 | 292.5 | 292.5 | 292.5 | 292.5 | 292.5
816 | FOARD CITY WIND | 19INR0019 |  | FOARD | WIND-O | WEST | 2019 | 350 | 350 | 350 | 350 | 350 | 350 | 350 | 350 | 350 | 350
817 | GOPHER CREEK WIND | 18INR0067 |  | BORDEN | WIND-O | WEST | 2019 | 158 | 158 | 158 | 158 | 158 | 158 | 158 | 158 | 158 | 158
818 | GRIFFIN TRAIL WIND | 20INR0052 |  | KNOX | WIND-O | WEST | 2020 | 0 | 201.6 | 201.6 | 201.6 | 201.6 | 201.6 | 201.6 | 201.6 | 201.6 | 201.6
819 | HARALD (BEARKAT WIND B) | 15INR0064b |  | GLASSCOCK | WIND-O | WEST | 2020 | 162.1 | 162.1 | 162.1 | 162.1 | 162.1 | 162.1 | 162.1 | 162.1 | 162.1 | 162.1
820 | HIDALGO II WIND | 19INR0053 |  | HIDALGO | WIND-O | SOUTH | 2019 | 51 | 51 | 51 | 51 | 51 | 51 | 51 | 51 | 51 | 51
821 | HIGH LONESOME W | 19INR0038 |  | CROCKETT | WIND-O | WEST | 2019 | 449.5 | 449.5 | 449.5 | 449.5 | 449.5 | 449.5 | 449.5 | 449.5 | 449.5 | 449.5
822 | HIGH LONESOME WIND PHASE II | 20INR0262 |  | CROCKETT | WIND-O | WEST | 2020 | 50.6 | 50.6 | 50.6 | 50.6 | 50.6 | 50.6 | 50.6 | 50.6 | 50.6 | 50.6
823 | KAISER CREEK WIND | 18INR0042 |  | CALLAHAN | WIND-O | WEST | 2020 | 0 | 101.5 | 101.5 | 101.5 | 101.5 | 101.5 | 101.5 | 101.5 | 101.5 | 101.5
824 | KONTIKI 1 WIND (ERIK) | 19INR0099a |  | GLASSCOCK | WIND-O | WEST | 2021 | 0 | 0 | 255.3 | 255.3 | 255.3 | 255.3 | 255.3 | 255.3 | 255.3 | 255.3
825 | KONTIKI 2 WIND (ERNEST) | 19INR0099b |  | GLASSCOCK | WIND-O | WEST | 2022 | 0 | 0 | 0 | 255.3 | 255.3 | 255.3 | 255.3 | 255.3 | 255.3 | 255.3
826 | LAS LOMAS WIND | 16INR0111 |  | STARR | WIND-O | SOUTH | 2020 | 0 | 200 | 200 | 200 | 200 | 200 | 200 | 200 | 200 | 200
827 | LOMA PINTA WIND | 16INR0112 |  | LA SALLE | WIND-O | SOUTH | 2020 | 200 | 200 | 200 | 200 | 200 | 200 | 200 | 200 | 200 | 200
828 | LORAINE WINDPARK PHASE III | 18INR0068 |  | MITCHELL | WIND-O | WEST | 2021 | 0 | 100 | 100 | 100 | 100 | 100 | 100 | 100 | 100 | 100
829 | MAVERICK CREEK I | 20INR0045 |  | CONCHO | WIND-O | WEST | 2020 | 0 | 373.2 | 373.2 | 373.2 | 373.2 | 373.2 | 373.2 | 373.2 | 373.2 | 373.2
830 | MAVERICK CREEK II | 20INR0046 |  | CONCHO | WIND-O | WEST | 2020 | 0 | 118.8 | 118.8 | 118.8 | 118.8 | 118.8 | 118.8 | 118.8 | 118.8 | 118.8
831 | MESTENO WIND | 16INR0081 |  | STARR | WIND-O | SOUTH | 2020 | 201.6 | 201.6 | 201.6 | 201.6 | 201.6 | 201.6 | 201.6 | 201.6 | 201.6 | 201.6
832 | OVEJA WIND | 18INR0033 |  | IRION | WIND-O | WEST | 2019 | 300 | 300 | 300 | 300 | 300 | 300 | 300 | 300 | 300 | 300
833 | PRAIRIE HILL WIND | 19INR0100 |  | MCLENNAN | WIND-O | NORTH | 2020 | 0 | 300 | 300 | 300 | 300 | 300 | 300 | 300 | 300 | 300
834 | RANCHERO WIND | 20INR0011 |  | CROCKETT | WIND-O | WEST | 2019 | 300 | 300 | 300 | 300 | 300 | 300 | 300 | 300 | 300 | 300
835 | RELOJ DEL SOL WIND | 17INR0025 |  | ZAPATA | WIND-O | SOUTH | 2020 | 0 | 202 | 202 | 202 | 202 | 202 | 202 | 202 | 202 | 202
836 | RTS 2 WIND (HEART OF TEXAS WIND) | 18INR0016 |  | MCCULLOCH | WIND-O | SOUTH | 2020 | 0 | 179.91 | 179.91 | 179.91 | 179.91 | 179.91 | 179.91 | 179.91 | 179.91 | 179.91
837 | SAGE DRAW WIND | 19INR0163 |  | LYNN | WIND-O | WEST | 2020 | 338 | 338 | 338 | 338 | 338 | 338 | 338 | 338 | 338 | 338
838 | TG EAST WIND | 19INR0052 |  | KNOX | WIND-O | WEST | 2021 | 0 | 0 | 326 | 326 | 326 | 326 | 326 | 326 | 326 | 326
839 | VERA WIND | 19INR0051 |  | KNOX | WIND-O | WEST | 2020 | 0 | 242.8 | 242.8 | 242.8 | 242.8 | 242.8 | 242.8 | 242.8 | 242.8 | 242.8
840 | WHITE MESA WIND | 19INR0128 |  | CROCKETT | WIND-O | WEST | 2020 | 0 | 500 | 500 | 500 | 500 | 500 | 500 | 500 | 500 | 500
841 | WHITEHORSE WIND | 19INR0080 |  | FISHER | WIND-O | WEST | 2020 | 418.9 | 418.9 | 418.9 | 418.9 | 418.9 | 418.9 | 418.9 | 418.9 | 418.9 | 418.9
842 | WILSON RANCH (INFINITY LIVE OAK WIND) | 12INR0060 |  | SCHLEICHER | WIND-O | WEST | 2020 | 199.5 | 199.5 | 199.5 | 199.5 | 199.5 | 199.5 | 199.5 | 199.5 | 199.5 | 199.5
843 | WKN AMADEUS WIND | 14INR0009 |  | FISHER | WIND-O | WEST | 2020 | 250.1 | 250.1 | 250.1 | 250.1 | 250.1 | 250.1 | 250.1 | 250.1 | 250.1 | 250.1
844 | Planned Capacity Total (Wind) | [6 empty] | 5590 | 12095.11 | 13822.41 | 14325.71 | 14325.71 | 14325.71 | 14325.71 | 14325.71 | 14325.71 | 14325.71
845
846 | Planned Wind Capacity Sub-total (Coastal Counties) |  | WIND_PLANNED_C |  |  |  |  | 1049.7 | 2087.4 | 2087.4 | 2087.4 | 2087.4 | 2087.4 | 2087.4 | 2087.4 | 2087.4 | 2087.4
847 | Wind Peak Average Capacity Percentage (Coastal) |  | WIND_PL_PEAK_PCT_C | % |  |  |  | 63 | 63 | 63 | 63 | 63 | 63 | 63 | 63 | 63 | 63
848
849 | Planned Wind Capacity Sub-total (Panhandle Counties) |  | WIND_PLANNED_P |  |  |  |  | 463 | 1550.8 | 2003.3 | 2251.3 | 2251.3 | 2251.3 | 2251.3 | 2251.3 | 2251.3 | 2251.3
850 | Wind Peak Average Capacity Percentage (Panhandle) |  | WIND_PL_PEAK_PCT_P | % |  |  |  | 29 | 29 | 29 | 29 | 29 | 29 | 29 | 29 | 29 | 29
851
852 | Planned Wind Capacity Sub-total (Other counties) |  | WIND_PLANNED_O |  |  |  |  | 4077.3 | 8456.91 | 9731.71 | 9987.01 | 9987.01 | 9987.01 | 9987.01 | 9987.01 | 9987.01 | 9987.01
853 | Wind Peak Average Capacity Percentage (Other) |  | WIND_PL_PEAK_PCT_O | % |  |  |  | 16 | 16 | 16 | 16 | 16 | 16 | 16 | 16 | 16 | 16
854
855 | Planned Solar Resources with Executed SGIA
856 | AGATE SOLAR | 20INR0023 |  | ELLIS | SOLAR | NORTH | 2020 | 0 | 60 | 60 | 60 | 60 | 60 | 60 | 60 | 60 | 60
857 | ANSON SOLAR | 19INR0081 |  | JONES | SOLAR | WEST | 2020 | 0 | 201.5 | 201.5 | 201.5 | 201.5 | 201.5 | 201.5 | 201.5 | 201.5 | 201.5
858 | ARAGORN SOLAR | 19INR0088 |  | CULBERSON | SOLAR | WEST | 2021 | 0 | 0 | 187.2 | 187.2 | 187.2 | 187.2 | 187.2 | 187.2 | 187.2 | 187.2
859 | BRAVEPOST SOLAR | 20INR0053 |  | TOM GREEN | SOLAR | WEST | 2021 | 0 | 200 | 200 | 200 | 200 | 200 | 200 | 200 | 200 | 200
860 | COTTONWOOD BAYOU | 19INR0134 |  | BRAZORIA | SOLAR | COASTAL | 2021 | 0 | 150 | 150 | 150 | 150 | 150 | 150 | 150 | 150 | 150
861 | ELARA SOLAR | 21INR0276 |  | FRIO | SOLAR | SOUTH | 2021 | 0 | 178 | 178 | 178 | 178 | 178 | 178 | 178 | 178 | 178
862 | EMERALD GROVE SOLAR (PECOS SOLAR POWER I) | 15INR0059 |  | PECOS | SOLAR | WEST | 2021 | 0 | 108 | 108 | 108 | 108 | 108 | 108 | 108 | 108 | 108
863 | FORT BEND SOLAR | 18INR0053 |  | FORT BEND | SOLAR | HOUSTON | 2021 | 0 | 240 | 240 | 240 | 240 | 240 | 240 | 240 | 240 | 240
864 | FOWLER RANCH | 18INR0039 |  | CRANE | SOLAR | WEST | 2020 | 0 | 152.5 | 152.5 | 152.5 | 152.5 | 152.5 | 152.5 | 152.5 | 152.5 | 152.5
865 | GALLOWAY SOLAR | 19INR0121 |  | CONCHO | SOLAR | WEST | 2021 | 0 | 250 | 250 | 250 | 250 | 250 | 250 | 250 | 250 | 250
866 | GARNET SOLAR | 20INR0021 |  | WILLIAMSON | SOLAR | SOUTH | 2020 | 0 | 20 | 20 | 20 | 20 | 20 | 20 | 20 | 20 | 20
867 | GREASEWOOD SOLAR | 19INR0034 |  | PECOS | SOLAR | WEST | 2020 | 0 | 255 | 255 | 255 | 255 | 255 | 255 | 255 | 255 | 255
868 | HOLSTEIN SOLAR | 19INR0009 |  | NOLAN | SOLAR | WEST | 2020 | 204.5 | 204.5 | 204.5 | 204.5 | 204.5 | 204.5 | 204.5 | 204.5 | 204.5 | 204.5
869 | HORIZON SOLAR | 21INR0261 |  | FRIO | SOLAR | SOUTH | 2021 | 0 | 0 | 204.1 | 204.1 | 204.1 | 204.1 | 204.1 | 204.1 | 204.1 | 204.1
870 | HOVEY (BARILLA SOLAR 1B) | 12INR0059b |  | PECOS | SOLAR | WEST | 2019 | 7.4 | 7.4 | 7.4 | 7.4 | 7.4 | 7.4 | 7.4 | 7.4 | 7.4 | 7.4
871 | IMPACT SOLAR | 19INR0151 |  | LAMAR | SOLAR | NORTH | 2020 | 0 | 198.6 | 198.6 | 198.6 | 198.6 | 198.6 | 198.6 | 198.6 | 198.6 | 198.6
872 | IP TITAN | 20INR0032 |  | CULBERSON | SOLAR | WEST | 2021 | 0 | 0 | 270 | 270 | 270 | 270 | 270 | 270 | 270 | 270
873 | JUNO SOLAR | 21INR0026 |  | BORDEN | SOLAR | WEST | 2021 | 0 | 313.2 | 313.2 | 313.2 | 313.2 | 313.2 | 313.2 | 313.2 | 313.2 | 313.2
874 | KELLAM SOLAR | 20INR0261 |  | VAN ZANDT | SOLAR | NORTH | 2020 | 0 | 60 | 60 | 60 | 60 | 60 | 60 | 60 | 60 | 60
875 | LAPETUS SOLAR | 19INR0185 |  | ANDREWS | SOLAR | WEST | 2019 | 100 | 100 | 100 | 100 | 100 | 100 | 100 | 100 | 100 | 100
876 | LILY SOLAR | 19INR0044 |  | KAUFMAN | SOLAR | NORTH | 2020 | 0 | 146 | 146 | 146 | 146 | 146 | 146 | 146 | 146 | 146
877 | LONG DRAW SOLAR | 18INR0055 |  | BORDEN | SOLAR | WEST | 2020 | 0 | 226.7 | 226.7 | 226.7 | 226.7 | 226.7 | 226.7 | 226.7 | 226.7 | 226.7
878 | LONG POINT SOLAR | 19INR0042 |  | BRAZORIA | SOLAR | COASTAL | 2021 | 0 | 0 | 100 | 100 | 100 | 100 | 100 | 100 | 100 | 100
879 | MISAE SOLAR | 18INR0045 |  | CHILDRESS | SOLAR | PANHANDLE | 2019 | 240.8 | 240.8 | 240.8 | 240.8 | 240.8 | 240.8 | 240.8 | 240.8 | 240.8 | 240.8
880 | MISAE SOLAR II | 20INR0091 |  | CHILDRESS | SOLAR | PANHANDLE | 2021 | 0 | 0 | 517.3 | 517.3 | 517.3 | 517.3 | 517.3 | 517.3 | 517.3 | 517.3
881 | MORROW LAKE SOLAR | 19INR0155 |  | FRIO | SOLAR | SOUTH | 2021 | 0 | 200 | 200 | 200 | 200 | 200 | 200 | 200 | 200 | 200
882 | MUSTANG CREEK SOLAR | 18INR0050 |  | JACKSON | SOLAR | SOUTH | 2021 | 0 | 150 | 150 | 150 | 150 | 150 | 150 | 150 | 150 | 150
883 | MYRTLE SOLAR | 19INR0041 |  | BRAZORIA | SOLAR | COASTAL | 2021 | 0 | 240 | 240 | 240 | 240 | 240 | 240 | 240 | 240 | 240
884 | NAZARETH SOLAR | 16INR0049 |  | CASTRO | SOLAR | PANHANDLE | 2021 | 0 | 201 | 201 | 201 | 201 | 201 | 201 | 201 | 201 | 201
885 | NORTON SOLAR | 19INR0035 |  | RUNNELS | SOLAR | WEST | 2021 | 0 | 125 | 125 | 125 | 125 | 125 | 125 | 125 | 125 | 125
886 | OBERON SOLAR | 19INR0083 |  | ECTOR | SOLAR | WEST | 2020 | 180 | 180 | 180 | 180 | 180 | 180 | 180 | 180 | 180 | 180
887 | OXY SOLAR | 19INR0184 |  | ECTOR | SOLAR | WEST | 2020 | 16.2 | 16.2 | 16.2 | 16.2 | 16.2 | 16.2 | 16.2 | 16.2 | 16.2 | 16.2
888 | PFLUGERVILLE SOLAR | 15INR0090 |  | TRAVIS | SOLAR | SOUTH | 2020 | 0 | 144 | 144 | 144 | 144 | 144 | 144 | 144 | 144 | 144
889 | PHOENIX SOLAR | 19INR0091 |  | FANNIN | SOLAR | NORTH | 2021 | 0 | 82.3 | 82.3 | 82.3 | 82.3 | 82.3 | 82.3 | 82.3 | 82.3 | 82.3
890 | PROSPERO SOLAR | 19INR0092 |  | ANDREWS | SOLAR | WEST | 2020 | 0 | 300 | 300 | 300 | 300 | 300 | 300 | 300 | 300 | 300
891 | QUEEN SOLAR | 19INR0102 |  | UPTON | SOLAR | WEST | 2019 | 400 | 400 | 400 | 400 | 400 | 400 | 400 | 400 | 400 | 400
892 | RAMBLER SOLAR | 19INR0114 |  | TOM GREEN | SOLAR | WEST | 2020 | 200 | 200 | 200 | 200 | 200 | 200 | 200 | 200 | 200 | 200
893 | RAYOS DEL SOL | 19INR0045 |  | CAMERON | SOLAR | COASTAL | 2020 | 0 | 150 | 150 | 150 | 150 | 150 | 150 | 150 | 150 | 150
894 | RE MAPLEWOOD 2A SOLAR | 17INR0020a |  | PECOS | SOLAR | WEST | 2021 | 0 | 222 | 222 | 222 | 222 | 222 | 222 | 222 | 222 | 222
895 | RE MAPLEWOOD 2B SOLAR | 17INR0020b |  | PECOS | SOLAR | WEST | 2020 | 0 | 28 | 28 | 28 | 28 | 28 | 28 | 28 | 28 | 28
896 | RE MAPLEWOOD 2C SOLAR | 17INR0020c |  | PECOS | SOLAR | WEST | 2021 | 0 | 0 | 250 | 250 | 250 | 250 | 250 | 250 | 250 | 250
897 | RIPPEY SOLAR | 20INR0031 |  | COOKE | SOLAR | NORTH | 2020 | 0 | 60 | 60 | 60 | 60 | 60 | 60 | 60 | 60 | 60
898 | RODEO SOLAR | 19INR0103 |  | ANDREWS | SOLAR | WEST | 2021 | 0 | 200 | 200 | 200 | 200 | 200 | 200 | 200 | 200 | 200
899 | SHAKES SOLAR | 19INR0073 |  | ZAVALA | SOLAR | SOUTH | 2021 | 0 | 206 | 206 | 206 | 206 | 206 | 206 | 206 | 206 | 206
900 | SODA LAKE SOLAR 1 | 18INR0040 |  | CRANE | SOLAR | WEST | 2021 | 0 | 202.6 | 202.6 | 202.6 | 202.6 | 202.6 | 202.6 | 202.6 | 202.6 | 202.6
901 | SODA LAKE SOLAR 2 | 20INR0143 |  | CRANE | SOLAR | WEST | 2021 | 0 | 203 | 203 | 203 | 203 | 203 | 203 | 203 | 203 | 203
902 | SPINEL SOLAR | 20INR0025 |  | MEDINA | SOLAR | SOUTH | 2020 | 0 | 30 | 30 | 30 | 30 | 30 | 30 | 30 | 30 | 30
903 | TAYGETE II SOLAR | 21INR0233 |  | PECOS | SOLAR | WEST | 2021 | 0 | 256.3 | 256.3 | 256.3 | 256.3 | 256.3 | 256.3 | 256.3 | 256.3 | 256.3
904 | TAYGETE SOLAR | 20INR0054 |  | PECOS | SOLAR | WEST | 2020 | 0 | 255.1 | 255.1 | 255.1 | 255.1 | 255.1 | 255.1 | 255.1 | 255.1 | 255.1
905 | TEXAS SOLAR NOVA | 19INR0001 |  | KENT | SOLAR | WEST | 2021 | 0 | 252.2 | 252.2 | 252.2 | 252.2 | 252.2 | 252.2 | 252.2 | 252.2 | 252.2
906 | UPTON SOLAR | 16INR0114 |  | UPTON | SOLAR | WEST | 2020 | 0 | 104.6 | 104.6 | 104.6 | 104.6 | 104.6 | 104.6 | 104.6 | 104.6 | 104.6
907 | WAGYU SOLAR | 18INR0062 |  | BRAZORIA | SOLAR | COASTAL | 2020 | 120 | 120 | 120 | 120 | 120 | 120 | 120 | 120 | 120 | 120
908 | WEST OF PECOS SOLAR | 14INR0044 |  | REEVES | SOLAR | WEST | 2019 | 100 | 100 | 100 | 100 | 100 | 100 | 100 | 100 | 100 | 100
909 | Planned Capacity Total (Solar) | [6 empty] | 1568.9 | 7940.5 | 9469.1 | 9469.1 | 9469.1 | 9469.1 | 9469.1 | 9469.1 | 9469.1 | 9469.1
910 | Solar Peak Average Capacity Percentage |  | SOLAR_PL_PEAK_PCT | % |  |  |  | 76 | 76 | 76 | 76 | 76 | 76 | 76 | 76 | 76 | 76
911
912 | Planned Storage Resources with Executed SGIA
913 | CHISHOLM GRID | 20INR0089 |  | TARRANT | STORAGE | NORTH | 2020 | 200 | 200 | 200 | 200 | 200 | 200 | 200 | 200 | 200 | 200
914 | Planned Capacity Total (Storage) | [6 empty] | 200 | 200 | 200 | 200 | 200 | 200 | 200 | 200 | 200 | 200
915 | Storage Peak Average Capacity Percentage |  | STORAGE_PL_PEAK_PCT | % |  |  |  | 0 | 0 | 0 | 0 | 0 | 0 | 0 | 0 | 0 | 0
916
917 | Planned Distributed Generation Resources (DGR)
918 | COMMERCE ST ESS |  | X443ESS1 | BEXAR | STORAGE | SOUTH | 2020 | 10 | 10 | 10 | 10 | 10 | 10 | 10 | 10 | 10 | 10
919 | FLAT TOP BATTERY |  | FLTBES_BESS1 | REEVES | STORAGE | WEST | 2019 | 9.9 | 9.9 | 9.9 | 9.9 | 9.9 | 9.9 | 9.9 | 9.9 | 9.9 | 9.9
920 | JOHNSON CITY BESS |  | JC_BAT | BLANCO | STORAGE | SOUTH | 2020 | 2.3 | 2.3 | 2.3 | 2.3 | 2.3 | 2.3 | 2.3 | 2.3 | 2.3 | 2.3
921 | PORT LAVACA BATTERY |  | PTLBES_BESS1 | CALHOUN | STORAGE | SOUTH | 2019 | 9.9 | 9.9 | 9.9 | 9.9 | 9.9 | 9.9 | 9.9 | 9.9 | 9.9 | 9.9
922 | PROSPECT STORAGE |  | WCOLLDG_BSS_U1 | BRAZORIA | STORAGE | HOUSTON | 2019 | 9.9 | 9.9 | 9.9 | 9.9 | 9.9 | 9.9 | 9.9 | 9.9 | 9.9 | 9.9
923 | RABBIT HILL ENERGY STORAGE PROJECT |  | RHESS2_ESS_1 | WILLIAMSON | STORAGE | SOUTH | 2019 | 9.9 | 9.9 | 9.9 | 9.9 | 9.9 | 9.9 | 9.9 | 9.9 | 9.9 | 9.9
924 | WORSHAM BATTERY |  | WRSBES_BESS1 | REEVES | STORAGE | WEST | 2019 | 9.9 | 9.9 | 9.9 | 9.9 | 9.9 | 9.9 | 9.9 | 9.9 | 9.9 | 9.9
925 | Planned DGR Capacity Total | [6 empty] | 61.8 | 61.8 | 61.8 | 61.8 | 61.8 | 61.8 | 61.8 | 61.8 | 61.8 | 61.8
926
927 | Planned DGR Storage Capacity Sub-total |  | DGR_STORAGE_PLANNED |  |  |  |  | 61.8 | 61.8 | 61.8 | 61.8 | 61.8 | 61.8 | 61.8 | 61.8 | 61.8 | 61.8
928 | DGR Storage Peak Average Capacity Percentage |  | DGR_STORAGE_PL_PEAK_PCT | % |  |  |  | 0 | 0 | 0 | 0 | 0 | 0 | 0 | 0 | 0 | 0
929
930 | Planned Settlement Only Distributed Generation (SODG)
931 | Planned SODG Capacity Total | [6 empty] | 0 | 0 | 0 | 0 | 0 | 0 | 0 | 0 | 0 | 0
932
933 | Seasonal Mothballed Resources
934 | GREGORY POWER PARTNERS GT1 (AS OF 10/17/2019) |  | LGE_LGE_GT1 | SAN PATRICIO | GAS | COASTAL | 2000 | 145 | 145 | 145 | 145 | 145 | 145 | 145 | 145 | 145 | 145
935 | GREGORY POWER PARTNERS GT2 (AS OF 10/17/2019) |  | LGE_LGE_GT2 | SAN PATRICIO | GAS | COASTAL | 2000 | 145 | 145 | 145 | 145 | 145 | 145 | 145 | 145 | 145 | 145
936 | GREGORY POWER PARTNERS STG (AS OF 10/17/2019) |  | LGE_LGE_STG | SAN PATRICIO | GAS | COASTAL | 2000 | 75 | 75 | 75 | 75 | 75 | 75 | 75 | 75 | 75 | 75
937 | SPENCER STG U4 (AS OF 10/3/2018) |  | SPNCER_SPNCE_4 | DENTON | GAS | NORTH | 1966 | 57 | 57 | 57 | 57 | 57 | 57 | 57 | 57 | 57 | 57
938 | SPENCER STG U5 (AS OF 10/3/2018) |  | SPNCER_SPNCE_5 | DENTON | GAS | NORTH | 1973 | 61 | 61 | 61 | 61 | 61 | 61 | 61 | 61 | 61 | 61
939 | Total Seasonal Mothballed Capacity | [6 empty] | 483 | 483 | 483 | 483 | 483 | 483 | 483 | 483 | 483 | 483
940
941 | Mothballed Resources
942 | J T DEELY U1 (AS OF 12/31/2018) |  | CALAVERS_JTD1_M | BEXAR | COAL | SOUTH | 1977 | 420 | 420 | 420 | 420 | 420 | 420 | 420 | 420 | 420 | 420
943 | J T DEELY U2 (AS OF 12/31/2018) |  | CALAVERS_JTD2_M | BEXAR | COAL | SOUTH | 1978 | 420 | 420 | 420 | 420 | 420 | 420 | 420 | 420 | 420 | 420
944 | Total Mothballed Capacity | [6 empty] | 840 | 840 | 840 | 840 | 840 | 840 | 840 | 840 | 840 | 840
945
946 | Retiring Resources Unavailable to ERCOT (since last CDR/SARA)
947 | Total Retiring Capacity | [6 empty] | 0 | 0 | 0 | 0 | 0 | 0 | 0 | 0 | 0 | 0
Notes:
Capacity changes due to planned repower/upgrade projects are reflected in the operational units' ratings upon (1) receipt and ERCOT approval of a new Resource Asset Registration Form (RARF), or (2) the unit owner submitting, and ERCOT approving, a Generation Interconnection or Change Request (GINR) application, and the project modifies the installed capacity by at least 10 MW as reported in the GINR request. Projects associated with interconnection change requests that meet the 10 MW size threshold are indicated with a code in the “Generation Interconnection Project Code” column. Projects with more than one unit have capacity change amounts prorated equally across the units. These prorated capacity adjustments are temporary until project owners submit RARFs that reflect updated seasonal MW ratings for each unit.
Although seasonal capacity ratings for battery energy storage systems are reported above, the ratings are not included in the operational/planned capacity formulae. These resources are assumed to provide regulation reserves rather than sustained capacity available to meet system peak loads.
* The projects listed in the 'Planned Storage Resources with Executed SGIA' section are all Distributed Generation Resources (DGRs). Since they are 10 MW or less, they are not going through the GINR application process.