## County with SF range
County | Max Shift Factor | Min Shift Factor | List includes: Counties with less than 0 shift factor only
Bexar | -0.17954 | -0.053527
Guadalupe | -0.10179 | -0.015372
Comal | -0.09413 | -0.041626
Wilson | -0.090773 | -0.026364
Medina | -0.089991 | -0.0026224
Kendall | -0.085902 | -0.053527
Bandera | -0.084703 | -0.044841
Kerr | -0.071712 | -0.067998
Gillespie | -0.071355 | -0.054712
Atascosa | -0.060038 | -0.048627
Llano | -0.058149 | -0.030608
Burnet | -0.057565 | -0.030189
Travis | -0.057565 | -0.028169
Mason | -0.0556 | -0.052699
Blanco | -0.055386 | -0.051646
Kimble | -0.051941 | -0.050345
Menard | -0.051706 | -0.049362
Concho | -0.049362 | -0.032072
McCulloch | -0.049362 | -0.032765
Schleicher | -0.049063 | -0.029324
Hays | -0.045698 | -0.033968
Crockett | -0.044985 | -0.018402
Irion | -0.044985 | -0.032542
Reagan | -0.044985 | -0.032586
Pecos | -0.039882 | -0.029164
Reeves | -0.038058 | -0.036903
Jeff Davis | -0.037929 | -0.037929
Presidio | -0.037929 | -0.037846
Brewster | -0.037835 | -0.037627
Upton | -0.037827 | -0.035297
Ward | -0.037529 | -0.036318
Tom Green | -0.037374 | -0.029324
Cherokee | -0.03722 | -0.020913
Culberson | -0.037102 | -0.036927
Crane | -0.037075 | -0.036013
Terrell | -0.037036 | -0.037036
Loving | -0.036879 | -0.036683
Winkler | -0.036622 | -0.035973
Leon | -0.036579 | -0.017186
Ector | -0.036226 | -0.035611
Andrews | -0.035973 | -0.035394
Martin | -0.035874 | -0.032032
Midland | -0.035856 | -0.033775
Sterling | -0.035758 | -0.033365
Coke | -0.035735 | -0.032131
Dawson | -0.035341 | -0.030543
Glasscock | -0.035299 | -0.03377
Howard | -0.034314 | -0.031517
Mitchell | -0.032923 | -0.029936
Runnels | -0.032539 | -0.031587
Nolan | -0.032261 | -0.029936
Coleman | -0.031998 | -0.030659
Scurry | -0.03181 | -0.028342
Taylor | -0.031664 | -0.027643
Brown | -0.031473 | -0.028873
Borden | -0.031051 | -0.029283
Williamson | -0.031011 | -0.027452
Fisher | -0.030908 | -0.027987
Bastrop | -0.030685 | -0.014818
Caldwell | -0.030685 | -0.013288
Jones | -0.030533 | -0.027721
Kent | -0.030418 | -0.027987
Mills | -0.030274 | -0.028758
Callahan | -0.030232 | -0.024578
Lampasas | -0.030179 | -0.029926
Lynn | -0.030127 | -0.030127
Crosby | -0.030125 | -0.02824
Dickens | -0.030125 | -0.02824
Hall | -0.030125 | -0.030125
Motley | -0.030125 | -0.029042
Shackelford | -0.03009 | -0.028959
Stonewall | -0.030086 | -0.029558
Real | -0.030047 | -0.015943
Eastland | -0.029962 | -0.025785
San Saba | -0.029869 | -0.029837
Haskell | -0.02985 | -0.027392
King | -0.029637 | -0.029052
Knox | -0.029567 | -0.027506
Foard | -0.029527 | -0.027544
Baylor | -0.029488 | -0.026711
Throckmorton | -0.029488 | -0.025439
Lubbock | -0.029257 | -0.028917
Comanche | -0.029157 | -0.024944
Cottle | -0.029042 | -0.029037
Floyd | -0.029042 | -0.028214
Bell | -0.028877 | -0.023533
Childress | -0.02879 | -0.027693
Hale | -0.028773 | -0.028773
Freestone | -0.028628 | -0.018066
Hardeman | -0.02835 | -0.027409
Deaf Smith | -0.028335 | -0.028335
Parmer | -0.028335 | -0.028335
Oldham | -0.028258 | -0.028195
Carson | -0.028055 | -0.028007
Armstrong | -0.028042 | -0.028042
Briscoe | -0.02801 | -0.02801
Swisher | -0.02801 | -0.02801
Donley | -0.02796 | -0.02796
Roberts | -0.02796 | -0.02796
Young | -0.027933 | -0.02625
Coryell | -0.02784 | -0.024315
Palo Pinto | -0.027643 | -0.025197
Lavaca | -0.027581 | -0.0030859
Milam | -0.027546 | -0.019396
Wilbarger | -0.027414 | -0.027047
Stephens | -0.027299 | -0.027001
Archer | -0.026967 | -0.026312
Wichita | -0.026858 | -0.026799
Sutton | -0.026856 | -0.018603
Jack | -0.026835 | -0.024884
Clay | -0.026825 | -0.02549
Erath | -0.026635 | -0.025293
Edwards | -0.025668 | -0.0083356
Montague | -0.025501 | -0.024723
Parker | -0.025431 | -0.023962
McLennan | -0.025237 | -0.023379
Somervell | -0.025225 | -0.024515
Wise | -0.025061 | -0.024459
Hood | -0.025025 | -0.024563
Hamilton | -0.024944 | -0.02477
Bosque | -0.024919 | -0.024002
Tarrant | -0.024847 | -0.023066
Denton | -0.024778 | -0.023592
Cooke | -0.024673 | -0.024059
Johnson | -0.024515 | -0.02355
Hill | -0.024176 | -0.022834
Falls | -0.024153 | -0.021581
Grayson | -0.024014 | -0.023571
Collin | -0.023807 | -0.023106
Dallas | -0.023792 | -0.022661
Limestone | -0.023779 | -0.01748
Ellis | -0.023647 | -0.021559
Fannin | -0.023584 | -0.023351
Lamar | -0.023463 | -0.023278
Delta | -0.023409 | -0.023305
Hunt | -0.023409 | -0.022214
Red River | -0.023397 | -0.023278
Hopkins | -0.023282 | -0.022882
Franklin | -0.02328 | -0.023267
Titus | -0.023275 | -0.023252
Rockwall | -0.023175 | -0.022986
Rains | -0.023159 | -0.022441
Kaufman | -0.023061 | -0.021567
Wood | -0.022746 | -0.022746
Navarro | -0.02273 | -0.020449
Van Zandt | -0.022214 | -0.021322
Henderson | -0.021701 | -0.021146
Smith | -0.021542 | -0.021276
Rusk | -0.021528 | -0.021325
Anderson | -0.02135 | -0.020088
Nacogdoches | -0.021158 | -0.020968
Angelina | -0.020946 | -0.020657
Houston | -0.020177 | -0.019198
Robertson | -0.019658 | -0.016022
Fayette | -0.018739 | -0.00024118
Lee | -0.018357 | -0.016885
DeWitt | -0.01676 | -0.0031576
Burleson | -0.015856 | -0.013866
Madison | -0.015012 | -0.015012
Brazos | -0.014384 | -0.013014
Gonzales | -0.014325 | -0.00036519
Washington | -0.014079 | -0.011071
Grimes | -0.013763 | -0.010835
Uvalde | -0.012889 | -0.00085768
Austin | -0.012756 | -0.00056549
Walker | -0.01275 | -0.01275
Colorado | -0.010689 | -0.0068043
Waller | -0.007839 | -0.0012075
Val Verde | -0.0053275 | -0.0012149
Harris | -0.0035438 | -0.00010153
Montgomery | -0.00312 | -0.0030356
Karnes | -0.0021893 | -0.0021893
Fort Bend | -0.0010426 | -0.00044022
Chambers | -0.00068379 | -0.00012133

## NEG_Only_Bus_Level_Data
NODE_ID | SUB_STATION | MAN_MON_ELM | SHIFT_FACTOR | NODE_TYPE | County | List includes: LD Node type only, less than 0 shift factor only
MXFMR2 | CALAVERS | E_PASP | -0.17954 | LD | Bexar
LXFMR4 | CAGNON | E_PASP | -0.10406 | LD | Bexar
LXFMR3 | U5 | E_PASP | -0.10179 | LD | Guadalupe
LXFMR2 | U5 | E_PASP | -0.10179 | LD | Guadalupe
LXFMR1 | P5 | E_PASP | -0.10174 | LD | Bexar
LXFMR2 | P5 | E_PASP | -0.10174 | LD | Bexar
LXFMR3 | P5 | E_PASP | -0.10174 | LD | Bexar
LXFMR2 | CAGNON | E_PASP | -0.10131 | LD | Bexar
LXFMR1 | X6 | E_PASP | -0.10126 | LD | Bexar
LXFMR4 | X6 | E_PASP | -0.10126 | LD | Bexar
TCCT1 | Q3 | E_PASP | -0.10116 | LD | Bexar
TCCT2 | Q3 | E_PASP | -0.10116 | LD | Bexar
LXFMR3 | Q3 | E_PASP | -0.10116 | LD | Bexar
LXFMR3 | L0 | E_PASP | -0.10114 | LD | Bexar
LXFMR2 | L0 | E_PASP | -0.10114 | LD | Bexar
LXFMR4 | L0 | E_PASP | -0.10114 | LD | Bexar
LXFMR2 | W5 | E_PASP | -0.10079 | LD | Bexar
LXFMR3 | W5 | E_PASP | -0.10079 | LD | Bexar
LXFMR1 | W5 | E_PASP | -0.10079 | LD | Bexar
LXFMR4 | W5 | E_PASP | -0.10079 | LD | Bexar
LXFMR3 | B2 | E_PASP | -0.10044 | LD | Bexar
LXFMR4 | B2 | E_PASP | -0.10044 | LD | Bexar
LXFMR1 | B2 | E_PASP | -0.10044 | LD | Bexar
LXFMR2 | B2 | E_PASP | -0.10044 | LD | Bexar
LXFMR3 | K5 | E_PASP | -0.10031 | LD | Bexar
LXFMR4 | X4 | E_PASP | -0.099575 | LD | Bexar
LXFMR2 | X4 | E_PASP | -0.099575 | LD | Bexar
LXFMR3 | X4 | E_PASP | -0.099575 | LD | Bexar
LXFMR1 | X4 | E_PASP | -0.099575 | LD | Bexar
LXFMR4 | Y2 | E_PASP | -0.099339 | LD | Bexar
LXFMR2 | Y2 | E_PASP | -0.099339 | LD | Bexar
LXFMR3 | U1 | E_PASP | -0.098784 | LD | Bexar
LXFMR1 | U1 | E_PASP | -0.098784 | LD | Bexar
LXFMR1 | Z2 | E_PASP | -0.09877 | LD | Bexar
LXFMR4 | Z2 | E_PASP | -0.09877 | LD | Bexar
LXFMR4 | H3 | E_PASP | -0.098639 | LD | Bexar
LXFMR1 | H3 | E_PASP | -0.098639 | LD | Bexar
LXFMR2 | H4 | E_PASP | -0.098553 | LD | Bexar
LXFMR4 | J4 | E_PASP | -0.098444 | LD | Bexar
LXFMR2 | J4 | E_PASP | -0.098444 | LD | Bexar
LXFMR3 | J4 | E_PASP | -0.098444 | LD | Bexar
LXFMR4 | M3 | E_PASP | -0.098443 | LD | Bexar
LXFMR3 | M3 | E_PASP | -0.098443 | LD | Bexar
LXFMR1 | M3 | E_PASP | -0.098443 | LD | Bexar
LXFMR2 | M3 | E_PASP | -0.098443 | LD | Bexar
LXFMR1 | G2 | E_PASP | -0.098424 | LD | Bexar
LXFMR2 | G2 | E_PASP | -0.098424 | LD | Bexar
LXFMR1 | C2 | E_PASP | -0.098414 | LD | Bexar
LXFMR2 | O2 | E_PASP | -0.09839 | LD | Bexar
LXFMR3 | O2 | E_PASP | -0.09839 | LD | Bexar
LXFMR4 | O2 | E_PASP | -0.09839 | LD | Bexar
LXFMR4 | M4 | E_PASP | -0.098386 | LD | Bexar
LXFMR2 | M4 | E_PASP | -0.098386 | LD | Bexar
LXFMR1 | M4 | E_PASP | -0.098386 | LD | Bexar
LXFMR3 | M4 | E_PASP | -0.098386 | LD | Bexar
LXFMR1 | J2 | E_PASP | -0.098231 | LD | Bexar
LXFMR2 | J2 | E_PASP | -0.098231 | LD | Bexar
LXFMR3 | J2 | E_PASP | -0.098231 | LD | Bexar
LXFMR4 | X1 | E_PASP | -0.098057 | LD | Bexar
LXFMR3 | X1 | E_PASP | -0.098057 | LD | Bexar
LXFMR1 | X1 | E_PASP | -0.098057 | LD | Bexar
LXFMR2 | X1 | E_PASP | -0.098057 | LD | Bexar
LXFMR3 | B3 | E_PASP | -0.097713 | LD | Bexar
LXFMR1 | B3 | E_PASP | -0.097713 | LD | Bexar
LXFMR2 | B3 | E_PASP | -0.097713 | LD | Bexar
LXFMR1 | J3 | E_PASP | -0.097503 | LD | Bexar
LXFMR2 | J3 | E_PASP | -0.097503 | LD | Bexar
LXFMR3 | J3 | E_PASP | -0.097503 | LD | Bexar
LXFMR2 | HILLCTRY | E_PASP | -0.097373 | LD | Bexar
LXFMR2 | W4 | E_PASP | -0.097329 | LD | Bexar
LXFMR3 | W4 | E_PASP | -0.097329 | LD | Bexar
LXFMR4 | W4 | E_PASP | -0.097329 | LD | Bexar
LXFMR1 | H0 | E_PASP | -0.097287 | LD | Bexar
LXFMR1 | T1 | E_PASP | -0.09724 | LD | Bexar
LXFMR2 | T1 | E_PASP | -0.09724 | LD | Bexar
LXFMR3 | T1 | E_PASP | -0.09724 | LD | Bexar
LXFMR1 | D4 | E_PASP | -0.09723 | LD | Bexar
LXFMR4 | D4 | E_PASP | -0.09723 | LD | Bexar
LXFMR3 | D4 | E_PASP | -0.09723 | LD | Bexar
LXFMR1 | E1 | E_PASP | -0.09723 | LD | Bexar
LXFMR2 | E1 | E_PASP | -0.09723 | LD | Bexar
LXFMR3 | E1 | E_PASP | -0.09723 | LD | Bexar
LXFMR2 | T0 | E_PASP | -0.097099 | LD | Bexar
LXFMR1 | T0 | E_PASP | -0.097099 | LD | Bexar
LXFMR4 | T0 | E_PASP | -0.097099 | LD | Bexar
LXFMR2 | C0 | E_PASP | -0.097041 | LD | Bexar
LXFMR4 | C0 | E_PASP | -0.097041 | LD | Bexar
LXFMR3 | L4 | E_PASP | -0.096959 | LD | Bexar
LXFMR4 | L4 | E_PASP | -0.096959 | LD | Bexar
LXFMR5 | L4 | E_PASP | -0.096959 | LD | Bexar
LXFMR2 | Y4 | E_PASP | -0.096848 | LD | Bexar
LXFMR3 | Y4 | E_PASP | -0.096848 | LD | Bexar
LXFMR5 | A0 | E_PASP | -0.096819 | LD | Bexar
LXFMR2 | A0 | E_PASP | -0.096819 | LD | Bexar
LXFMR4 | A0 | E_PASP | -0.096819 | LD | Bexar
LXFMR3 | SKYLINE | E_PASP | -0.096799 | LD | Bexar
LXFMR5 | SKYLINE | E_PASP | -0.096799 | LD | Bexar
LXFMR2 | U4 | E_PASP | -0.096703 | LD | Bexar
LXFMR3 | U4 | E_PASP | -0.096703 | LD | Bexar
LXFMR1 | A4 | E_PASP | -0.096552 | LD | Bexar
LXFMR4 | A4 | E_PASP | -0.096552 | LD | Bexar
LXFMR8 | M1 | E_PASP | -0.096389 | LD | Bexar
LXFMR6 | M1 | E_PASP | -0.096389 | LD | Bexar
LXFMR1 | M1 | E_PASP | -0.096389 | LD | Bexar
LXFMR2 | M1 | E_PASP | -0.096389 | LD | Bexar
LXFMR7 | M1 | E_PASP | -0.096389 | LD | Bexar
LXFMR9 | M1 | E_PASP | -0.096389 | LD | Bexar
LXFMR4 | R2 | E_PASP | -0.096225 | LD | Bexar
LXFMR3 | R2 | E_PASP | -0.096225 | LD | Bexar
LXFMR2 | R2 | E_PASP | -0.096225 | LD | Bexar
LXFMR2 | H1 | E_PASP | -0.096205 | LD | Bexar
LXFMR3 | H1 | E_PASP | -0.096205 | LD | Bexar
LXFMR1 | H1 | E_PASP | -0.096205 | LD | Bexar
LXFMR4 | H1 | E_PASP | -0.096205 | LD | Bexar
LXFMR3 | V5 | E_PASP | -0.095977 | LD | Bexar
LXFMR2 | R1 | E_PASP | -0.095861 | LD | Bexar
LXFMR1 | R1 | E_PASP | -0.095861 | LD | Bexar
LXFMR1 | K3 | E_PASP | -0.095843 | LD | Bexar
LXFMR2 | K3 | E_PASP | -0.095843 | LD | Bexar
LXFMR3 | K3 | E_PASP | -0.095843 | LD | Bexar
LXFMR4 | K3 | E_PASP | -0.095843 | LD | Bexar
LXFMR3 | E4 | E_PASP | -0.095745 | LD | Bexar
AUX_XF1 | LEON_CRK | E_PASP | -0.095745 | LD | Bexar
LXFMR3 | J0 | E_PASP | -0.095487 | LD | Bexar
LXFMR2 | J0 | E_PASP | -0.095487 | LD | Bexar
LXFMR1 | J0 | E_PASP | -0.095487 | LD | Bexar
LXFMR4 | J0 | E_PASP | -0.095487 | LD | Bexar
LXFMR1 | O3 | E_PASP | -0.095244 | LD | Bexar
LXFMR4 | O3 | E_PASP | -0.095244 | LD | Bexar
LXFMR2 | O3 | E_PASP | -0.095244 | LD | Bexar
LXFMR3 | O3 | E_PASP | -0.095244 | LD | Bexar
LXFMR3 | C5 | E_PASP | -0.095197 | LD | Bexar
LXFMR1 | C5 | E_PASP | -0.095197 | LD | Bexar
LXFMR3 | V0 | E_PASP | -0.095051 | LD | Bexar
LXFMR2 | V0 | E_PASP | -0.095051 | LD | Bexar
LXFMR1 | P1 | E_PASP | -0.094699 | LD | Bexar
LXFMR2 | P1 | E_PASP | -0.094699 | LD | Bexar
LXFMR1 | P0 | E_PASP | -0.094615 | LD | Bexar
LXFMR2 | P0 | E_PASP | -0.094615 | LD | Bexar
LXFMR1 | K0 | E_PASP | -0.09434 | LD | Bexar
LXFMR2 | K0 | E_PASP | -0.09434 | LD | Bexar
LXFMR1 | V4 | E_PASP | -0.094218 | LD | Bexar
LXFMR1 | S5 | E_PASP | -0.09413 | LD | Comal
LXFMR1 | Y5 | E_PASP | -0.093847 | LD | Bexar
LXFMR1 | S3 | E_PASP | -0.093179 | LD | Bexar
LXFMR2 | S3 | E_PASP | -0.093179 | LD | Bexar
LXFMR4 | B4 | E_PASP | -0.092727 | LD | Bexar
LXFMR1 | B4 | E_PASP | -0.092727 | LD | Bexar
LXFMR3 | B4 | E_PASP | -0.092727 | LD | Bexar
LXFMR2 | B4 | E_PASP | -0.092727 | LD | Bexar
LXFMR5 | Z4 | E_PASP | -0.092588 | LD | Bexar
LXFMR3 | Z4 | E_PASP | -0.092588 | LD | Bexar
LXFMR4 | Z4 | E_PASP | -0.092588 | LD | Bexar
LXFMR1 | Q5 | E_PASP | -0.092484 | LD | Bexar
LXFMR2 | Q5 | E_PASP | -0.092484 | LD | Bexar
LXFMR3 | K2 | E_PASP | -0.092467 | LD | Bexar
LXFMR2 | K2 | E_PASP | -0.092467 | LD | Bexar
LXFMR1 | K2 | E_PASP | -0.092467 | LD | Bexar
LXFMR4 | K2 | E_PASP | -0.092467 | LD | Bexar
LXFMR2 | D2 | E_PASP | -0.092175 | LD | Bexar
LXFMR1 | D2 | E_PASP | -0.092175 | LD | Bexar
LXFMR4 | D2 | E_PASP | -0.092175 | LD | Bexar
LXFMR1 | G1 | E_PASP | -0.092175 | LD | Guadalupe
LXFMR2 | G1 | E_PASP | -0.092175 | LD | Guadalupe
LXFMR3 | G1 | E_PASP | -0.092175 | LD | Guadalupe
LXFMR2 | V3 | E_PASP | -0.092156 | LD | Bexar
LXFMR3 | V3 | E_PASP | -0.092156 | LD | Bexar
AUX_T34 | CALAVERS | E_PASP | -0.092117 | LD | Bexar
AUX_JKS | CALAVERS | E_PASP | -0.092117 | LD | Bexar
LXFMR1 | Y3 | E_PASP | -0.091999 | LD | Bexar
LXFMR2 | Y3 | E_PASP | -0.091999 | LD | Bexar
BESS_AUX | EBNY_ESS | E_PASP | -0.091698 | LD | Comal
BESS1_CHARGE | EBNY_ESS | E_PASP | -0.091698 | LD | Comal
LXFMR2 | F0 | E_PASP | -0.091698 | LD | Comal
LXFMR4 | F0 | E_PASP | -0.091698 | LD | Comal
LXFMR1 | G0 | E_PASP | -0.09081 | LD | Bexar
LXFMR3 | G0 | E_PASP | -0.09081 | LD | Bexar
LXFMR3 | V2 | E_PASP | -0.090773 | LD | Wilson
LXFMR1 | V2 | E_PASP | -0.090773 | LD | Wilson
LXFMR2 | V2 | E_PASP | -0.090773 | LD | Wilson
LXFMR1 | P2 | E_PASP | -0.090363 | LD | Bexar
LXFMR2 | P2 | E_PASP | -0.090363 | LD | Bexar
LXFMR1 | D0 | E_PASP | -0.090019 | LD | Bexar
LXFMR2 | D0 | E_PASP | -0.090019 | LD | Bexar
LXFMR3 | D0 | E_PASP | -0.090019 | LD | Bexar
LXFMR4 | D0 | E_PASP | -0.090019 | LD | Bexar
LXFMR6 | D0 | E_PASP | -0.090019 | LD | Bexar
LXFMR7 | D0 | E_PASP | -0.090019 | LD | Bexar
LXFMR8 | D0 | E_PASP | -0.090019 | LD | Bexar
AUX_T12 | CALAVERS | E_PASP | -0.090011 | LD | Bexar
LXFMR7 | Z1 | E_PASP | -0.089991 | LD | Medina
LXFMR6 | Z1 | E_PASP | -0.089991 | LD | Medina
LXFMR3 | Z1 | E_PASP | -0.089991 | LD | Medina
LXFMR2 | Z1 | E_PASP | -0.089991 | LD | Medina
LXFMR8 | Z1 | E_PASP | -0.089991 | LD | Medina
LXFMR1 | Z1 | E_PASP | -0.089991 | LD | Medina
LXFMR4 | Z1 | E_PASP | -0.089991 | LD | Medina
LXFMR5 | Z1 | E_PASP | -0.089991 | LD | Medina
LXFMR3 | M2 | E_PASP | -0.089797 | LD | Bexar
LXFMR1 | M2 | E_PASP | -0.089797 | LD | Bexar
LXFMR2 | M2 | E_PASP | -0.089797 | LD | Bexar
LXFMR4 | Q1 | E_PASP | -0.089767 | LD | Bexar
LXFMR2 | Q1 | E_PASP | -0.089767 | LD | Bexar
LXFMR1 | Z5 | E_PASP | -0.089651 | LD | Bexar
LXFMR3 | Z5 | E_PASP | -0.089651 | LD | Bexar
LXFMR3 | Z0 | E_PASP | -0.089592 | LD | Bexar
LXFMR1 | Z0 | E_PASP | -0.089592 | LD | Bexar
LXFMR3 | L2 | E_PASP | -0.089517 | LD | Bexar
LXFMR4 | L2 | E_PASP | -0.089517 | LD | Bexar
LXFMR1 | L2 | E_PASP | -0.089517 | LD | Bexar
LXFMR1 | T2 | E_PASP | -0.089297 | LD | Bexar
LXFMR2 | T2 | E_PASP | -0.089297 | LD | Bexar
LXFMR2 | Y1 | E_PASP | -0.089188 | LD | Bexar
LXFMR3 | Y1 | E_PASP | -0.089188 | LD | Bexar
LXFMR2 | W1 | E_PASP | -0.089101 | LD | Medina
LXFMR3 | W1 | E_PASP | -0.089101 | LD | Medina
LXFMR3 | G4 | E_PASP | -0.088817 | LD | Bexar
LXFMR2 | G4 | E_PASP | -0.088817 | LD | Bexar
LXFMR4 | X3 | E_PASP | -0.088807 | LD | Bexar
LXFMR1 | C4 | E_PASP | -0.088682 | LD | Bexar
LXFMR3 | C4 | E_PASP | -0.088682 | LD | Bexar
LXFMR2 | C4 | E_PASP | -0.088682 | LD | Bexar
AUX_T12 | BRAUNIG | E_PASP | -0.087692 | LD | Bexar
AUX_T34 | BRAUNIG | E_PASP | -0.087692 | LD | Bexar
LOAD_1 | OCI_ALM1 | E_PASP | -0.086795 | LD | Bexar
LXFMR2 | A3 | E_PASP | -0.086553 | LD | Bexar
LXFMR3 | W2 | E_PASP | -0.086178 | LD | Bexar
LXFMR1 | W2 | E_PASP | -0.086178 | LD | Bexar
LXFMR2 | W2 | E_PASP | -0.086178 | LD | Bexar
LXFMR2 | A5 | E_PASP | -0.086012 | LD | Bexar
LXFMR3 | A5 | E_PASP | -0.086012 | LD | Bexar
LXFMR1 | A5 | E_PASP | -0.086012 | LD | Bexar
MENGCR_T1 | MENGCR | E_PASP | -0.085902 | LD | Kendall
MENGCR_T2 | MENGCR | E_PASP | -0.085902 | LD | Kendall
LXFMR2 | T3 | E_PASP | -0.085548 | LD | Bexar
LXFMR3 | T3 | E_PASP | -0.085548 | LD | Bexar
T2 | MEDILA | E_PASP | -0.084703 | LD | Bandera
T1 | MEDILA | E_PASP | -0.084703 | LD | Bandera
T1 | WEIDER | E_PASP | -0.082963 | LD | Guadalupe
T2 | WEIDER | E_PASP | -0.082963 | LD | Guadalupe
CICO_T4 | CICO | E_PASP | -0.082753 | LD | Kendall
CICO_T3 | CICO | E_PASP | -0.082753 | LD | Kendall
LXFMR4 | F5 | E_PASP | -0.082506 | LD | Guadalupe
LXFMR2 | F5 | E_PASP | -0.082506 | LD | Guadalupe
PIPECRT2 | PIPECR | E_PASP | -0.081822 | LD | Bandera
LXFMR4 | S4 | E_PASP | -0.078584 | LD | Bexar
LXFMR2 | S4 | E_PASP | -0.078584 | LD | Bexar
LXFMR3 | S4 | E_PASP | -0.078584 | LD | Bexar
MASOCR_T1 | MASOCR | E_PASP | -0.077673 | LD | Bandera
BANDERT1 | BANDER | E_PASP | -0.074663 | LD | Bandera
LXFMR1 | D3 | E_PASP | -0.074264 | LD | Bexar
LXFMR3 | D3 | E_PASP | -0.074264 | LD | Bexar
LXFMR1 | D1 | E_PASP | -0.073742 | LD | Medina
PARKWAT2 | PARKWA | E_PASP | -0.07297 | LD | Guadalupe
PARKWAT1 | PARKWA | E_PASP | -0.07297 | LD | Guadalupe
CYPRCRT1 | CYPRCR | E_PASP | -0.071902 | LD | Kendall
T1 | RAYBAR | E_PASP | -0.071712 | LD | Kerr
BOERNET2 | BOERNE | E_PASP | -0.071355 | LD | Kendall
BOERNET1 | BOERNE | E_PASP | -0.071355 | LD | Kendall
WELFART2 | WELFAR | E_PASP | -0.071355 | LD | Kendall
WELFART1 | WELFAR | E_PASP | -0.071355 | LD | Kendall
FREDERT3 | FREDER | E_PASP | -0.071355 | LD | Gillespie
FREDERT1 | FREDER | E_PASP | -0.071355 | LD | Gillespie
GOEHLAT1 | GOEHLA | E_PASP | -0.071355 | LD | Gillespie
GOEHLAT2 | GOEHLA | E_PASP | -0.071355 | LD | Gillespie
HOLLMIT1 | HOLLMI | E_PASP | -0.071355 | LD | Gillespie
CTECT1 | LIVEOA | E_PASP | -0.071355 | LD | Gillespie
KENDCTT1 | KENDCT | E_PASP | -0.071259 | LD | Kendall
TURTCRT1 | TURTCR | E_PASP | -0.071221 | LD | Kerr
KERRLET1 | KERRLE | E_PASP | -0.071096 | LD | Kerr
T_2 | RIMROC | E_PASP | -0.070929 | LD | Kerr
RIMROCT1 | RIMROC | E_PASP | -0.070929 | LD | Kerr
DOSS_T1 | DOSS | E_PASP | -0.070917 | LD | Gillespie
HARPER_T2 | HARPER | E_PASP | -0.070917 | LD | Gillespie
HARPER_T1 | HARPER | E_PASP | -0.070917 | LD | Gillespie
HARPERT1 | HARPER | E_PASP | -0.070917 | LD | Gillespie
HARPERT2 | HARPER | E_PASP | -0.070917 | LD | Gillespie
HUNT_T1 | HUNT | E_PASP | -0.070917 | LD | Kerr
MOUNHOT1 | MOUNHO | E_PASP | -0.070917 | LD | Kerr
INGRAMT1 | INGRAM | E_PASP | -0.07077 | LD | Kerr
INGRAM_MOB | INGRAM | E_PASP | -0.07077 | LD | Kerr
INGRAMCTECT1 | INGRAM | E_PASP | -0.07077 | LD | Kerr
T1 | JACKFU | E_PASP | -0.070695 | LD | Kerr
KERRTRT2 | KERRTR | E_PASP | -0.070548 | LD | Kerr
KERRTRT1 | KERRTR | E_PASP | -0.070548 | LD | Kerr
HARPROT2 | HARPRO | E_PASP | -0.070407 | LD | Kerr
HARPROT1 | HARPRO | E_PASP | -0.070407 | LD | Kerr
KERRSTT3 | KERRST | E_PASP | -0.07034 | LD | Kerr
KERRSTT2 | KERRST | E_PASP | -0.07034 | LD | Kerr
LXFMR2 | E3 | E_PASP | -0.069654 | LD | Bexar
LXFMR4 | E3 | E_PASP | -0.069654 | LD | Bexar
MEDINAT1 | MEDINA1 | E_PASP | -0.068803 | LD | Bandera
WOLFCRT1 | WOLFCR | E_PASP | -0.067998 | LD | Kerr
SCHERTT2 | SCHERT | E_PASP | -0.063174 | LD | Guadalupe
SCHERTT1 | SCHERT | E_PASP | -0.063174 | LD | Guadalupe
LXFMR1 | G3 | E_PASP | -0.06192 | LD | Wilson
LXFMR2 | G3 | E_PASP | -0.06192 | LD | Wilson
MOBIL5 | G3 | E_PASP | -0.06192 | LD | Wilson
GILLEST2 | GILLES | E_PASP | -0.061704 | LD | Gillespie
NIMITZT1 | NIMITZ | E_PASP | -0.061704 | LD | Gillespie
BLUMENT1 | BLUMEN | E_PASP | -0.060974 | LD | Gillespie
LIVEOAT1 | LIVEOA | E_PASP | -0.060873 | LD | Gillespie
T52717 | LIVEOA | E_PASP | -0.060873 | LD | Gillespie
LXFMR3 | X2 | E_PASP | -0.060838 | LD | Bexar
LXFMR1 | X2 | E_PASP | -0.060838 | LD | Bexar
LOAD_1 | ROSSVLS | E_PASP | -0.060038 | LD | Atascosa
ECKERTT1 | ECKERT | E_PASP | -0.059897 | LD | Gillespie
NEBOT1 | NEBO | E_PASP | -0.059897 | LD | Gillespie
LOAD_1 | QUIHI | E_PASP | -0.05917 | LD | Medina
ECMORNT1 | ECMORN | E_PASP | -0.059154 | LD | Comal
T2 | ECMORN | E_PASP | -0.059154 | LD | Comal
TARPLET1 | TARPLE | E_PASP | -0.05881 | LD | Bandera
HORSBAT2 | HORSBA | E_PASP | -0.058149 | LD | Llano
HORSBAT1 | HORSBA | E_PASP | -0.058149 | LD | Llano
1EX-TF-A | FERGCC | E_PASP | -0.057882 | LD | Llano
1EX-TF-B | FERGCC | E_PASP | -0.057882 | LD | Llano
KING_1T1 | KING_1 | E_PASP | -0.057602 | LD | Llano
KING_2T1 | KING_2 | E_PASP | -0.057602 | LD | Llano
KING_2T2 | KING_2 | E_PASP | -0.057602 | LD | Llano
SUNRBET1 | SUNRBE | E_PASP | -0.057602 | LD | Llano
FLATROT1 | FLATRO | E_PASP | -0.057565 | LD | Burnet
PALEPET2 | PALEPE | E_PASP | -0.057565 | LD | Travis
T1 | PALEPE | E_PASP | -0.057565 | LD | Travis
T5 | WIRTZ | E_PASP | -0.057565 | LD | Burnet
T6 | WIRTZ | E_PASP | -0.057565 | LD | Burnet
WIR_SS1XFMR | WIRTZ | E_PASP | -0.057565 | LD | Burnet
WIR_SS2XFMR | WIRTZ | E_PASP | -0.057565 | LD | Burnet
WIR_FLGXFMR | WIRTZ | E_PASP | -0.057565 | LD | Burnet
CIBOLOT1 | CIBOLO | E_PASP | -0.057389 | LD | Guadalupe
CIBOLOT2 | CIBOLO | E_PASP | -0.057389 | LD | Guadalupe
CIBOLOT3 | CIBOLO | E_PASP | -0.057389 | LD | Guadalupe
PITSBU_T4 | PITSBU | E_PASP | -0.057014 | LD | Llano
PITSBU_T2 | PITSBU | E_PASP | -0.057014 | LD | Llano
CASTELT1_ | CASTEL | E_PASP | -0.056207 | LD | Llano
LOAD1 | FREDON | E_PASP | -0.0556 | LD | Mason
LOAD1 | MASOCT | E_PASP | -0.0556 | LD | Mason
LOAD1 | BATCAVE | E_PASP | -0.055452 | LD | Mason
SS_LD1 | BATCAVE | E_PASP | -0.055452 | LD | Mason
FORTMAT1 | FORTMA | E_PASP | -0.055452 | LD | Mason
WSL1-JC_BAT | JOHNCI | E_PASP | -0.055386 | LD | Blanco
JOHNCIT2 | JOHNCI | E_PASP | -0.055386 | LD | Blanco
GPI_T1 | GPI | E_PASP | -0.054747 | LD | Comal
GPI_T2 | GPI | E_PASP | -0.054747 | LD | Comal
T-3 | GPI | E_PASP | -0.054747 | LD | Comal
T-4 | GPI | E_PASP | -0.054747 | LD | Comal
LOAD1 | FREDPHIL | E_PASP | -0.054712 | LD | Gillespie
LOAD1 | MASONPHI | E_PASP | -0.054668 | LD | Mason
LOAD1 | PUNCHER | E_PASP | -0.054668 | LD | Mason
T2 | SANTCL | E_PASP | -0.053708 | LD | Guadalupe
T3 | SANTCL | E_PASP | -0.053708 | LD | Guadalupe
T1 | ANTLER | E_PASP | -0.053527 | LD | Comal
ANTLER_T2 | ANTLER | E_PASP | -0.053527 | LD | Comal
BERGHET1 | BERGHE | E_PASP | -0.053527 | LD | Comal
BERGHET2 | BERGHE | E_PASP | -0.053527 | LD | Comal
ESPERA_T1 | ESPERA | E_PASP | -0.053527 | LD | Kendall
T_2 | FAIROA | E_PASP | -0.053527 | LD | Kendall
FAIROAT1 | FAIROA | E_PASP | -0.053527 | LD | Kendall
LXFMR1 | R0 | E_PASP | -0.053527 | LD | Bexar
LXFMR3 | R0 | E_PASP | -0.053527 | LD | Bexar
T1 | MARION | E_PASP | -0.053273 | LD | Guadalupe
SHERPOT1 | SHERPO | E_PASP | -0.053273 | LD | Comal
SHERPOT2 | SHERPO | E_PASP | -0.053273 | LD | Comal
LOAD1 | STRT | E_PASP | -0.052699 | LD | Mason
LOADT2 | BLANCO | E_PASP | -0.052029 | LD | Blanco
LOADT1 | BLANCO | E_PASP | -0.052029 | LD | Blanco
LOAD1 | SHELLLON | E_PASP | -0.051941 | LD | Kimble
HEXTL1 | HEXT | E_PASP | -0.051706 | LD | Menard
GRANMOT1 | GRANMO | E_PASP | -0.051646 | LD | Burnet
GRANMOT2 | GRANMO | E_PASP | -0.051646 | LD | Burnet
MFL_SS1XFMR | MARBFA | E_PASP | -0.051646 | LD | Burnet
MFL_SS2XFMR | MARBFA | E_PASP | -0.051646 | LD | Burnet
PHILJC_T1 | PHILJC | E_PASP | -0.051646 | LD | Blanco
T_1 | STARCK | E_PASP | -0.051646 | LD | Burnet
SEGOVIL1 | SEGOVI | E_PASP | -0.051337 | LD | Kimble
T1 | JUNORTH | E_PASP | -0.051173 | LD | Kimble
LD1 | JUNCTION | E_PASP | -0.051083 | LD | Kimble
LOAD1 | HORNET | E_PASP | -0.050345 | LD | Kimble
LOP337T1 | LOP337 | E_PASP | -0.04983 | LD | Comal
LOP337T2 | LOP337 | E_PASP | -0.04983 | LD | Comal
DEVIHIT1 | DEVIHI | E_PASP | -0.049411 | LD | Comal
DEVIHIT2 | DEVIHI | E_PASP | -0.049411 | LD | Comal
LOAD2 | BRADYCIT | E_PASP | -0.049362 | LD | McCulloch
LOAD1 | BRADYCIT | E_PASP | -0.049362 | LD | McCulloch
CAMPSS_T1 | CAMPSANS | E_PASP | -0.049362 | LD | McCulloch
DUTTONL1 | DUTTON | E_PASP | -0.049362 | LD | McCulloch
LOAD1 | EDEN | E_PASP | -0.049362 | LD | Concho
LOAD1 | MELVIN | E_PASP | -0.049362 | LD | McCulloch
T1 | SCHAFF | E_PASP | -0.049362 | LD | Concho
LOAD1 | SOUTHBRA | E_PASP | -0.049362 | LD | McCulloch
LOAD1 | YELWJCKT | E_PASP | -0.049362 | LD | Menard
LOAD1 | WL_RANCH | E_PASP | -0.049063 | LD | Schleicher
OAKS9_2A | OAKS9 | E_PASP | -0.048627 | LD | Atascosa
COMAL_T1 | COMAL | E_PASP | -0.047052 | LD | Comal
COMAL_T3 | COMAL | E_PASP | -0.047052 | LD | Comal
COMAL_T2 | COMAL | E_PASP | -0.047052 | LD | Comal
MCQUEET5 | MCQUEE | E_PASP | -0.046631 | LD | Guadalupe
MCQUEET4 | MCQUEE | E_PASP | -0.046631 | LD | Guadalupe
SCHUMAT1 | SCHUMA | E_PASP | -0.046631 | LD | Guadalupe
SCHUMAT2 | SCHUMA | E_PASP | -0.046631 | LD | Guadalupe
HORTONT1 | HORTON | E_PASP | -0.046108 | LD | Comal
HORTONT2 | HORTON | E_PASP | -0.046108 | LD | Comal
CRANMIT2 | CRANMI | E_PASP | -0.045893 | LD | Comal
CRANMIT1 | CRANMI | E_PASP | -0.045893 | LD | Comal
FREIHIT3 | FREIHE | E_PASP | -0.04575 | LD | Comal
FREIHIT2 | FREIHE | E_PASP | -0.04575 | LD | Comal
FREIHIT1 | FREIHE | E_PASP | -0.04575 | LD | Comal
HENLYT1 | HENLY | E_PASP | -0.045698 | LD | Hays
T8 | SMI | E_PASP | -0.045538 | LD | Guadalupe
SMI_T3 | SMI | E_PASP | -0.045538 | LD | Guadalupe
SMI_T1 | SMI | E_PASP | -0.045538 | LD | Guadalupe
SMI_T6 | SMI | E_PASP | -0.045538 | LD | Guadalupe
SMI_T7 | SMI | E_PASP | -0.045538 | LD | Guadalupe
LOAD2 | WHMESA | E_PASP | -0.044985 | LD | Crockett
LOAD3 | WHMESA | E_PASP | -0.044985 | LD | Crockett
LOAD1 | WHMESA | E_PASP | -0.044985 | LD | Crockett
LOAD1 | HICKMAN | E_PASP | -0.044985 | LD | Reagan
LOAD2 | HICKMAN | E_PASP | -0.044985 | LD | Reagan
LOAD1 | OVEJA | E_PASP | -0.044985 | LD | Irion
LOAD2 | OVEJA | E_PASP | -0.044985 | LD | Irion
UTOPIAT1 | UTOPIA | E_PASP | -0.044841 | LD | Bandera
WELTROT1 | WELTRO | E_PASP | -0.044642 | LD | Guadalupe
LOAD1 | SHAMROCK | E_PASP | -0.044471 | LD | Crockett
HENNET1 | HENNE | E_PASP | -0.044147 | LD | Comal
T1 | HIGH46 | E_PASP | -0.044147 | LD | Comal
HIGHT2 | HIGH46 | E_PASP | -0.044147 | LD | Comal
T1 | RIVEOA | E_PASP | -0.044147 | LD | Comal
CATERPT1 | CATERP | E_PASP | -0.043924 | LD | Guadalupe
CATERPT2 | CATERP | E_PASP | -0.043924 | LD | Guadalupe
LOAD2 | RANCHERO | E_PASP | -0.043898 | LD | Crockett
LOAD1 | RANCHERO | E_PASP | -0.043898 | LD | Crockett
HENNET2 | HENNE | E_PASP | -0.043414 | LD | Comal
T-4 | TXI1 | E_PASP | -0.043414 | LD | Comal
T-3 | TXI1 | E_PASP | -0.043414 | LD | Comal
TXI_T2 | TXI1 | E_PASP | -0.043414 | LD | Comal
TXI_T1 | TXI1 | E_PASP | -0.043414 | LD | Comal
SEGUWET1 | SEGUWE | E_PASP | -0.043342 | LD | Guadalupe
SEGUWET2 | SEGUWE | E_PASP | -0.043342 | LD | Guadalupe
SEGUWET3 | SEGUWE | E_PASP | -0.043342 | LD | Guadalupe
SATTLET2 | SATTLE | E_PASP | -0.043208 | LD | Comal
GERONIT1 | GERONI | E_PASP | -0.04303 | LD | Guadalupe
GERONIT2 | GERONI | E_PASP | -0.04303 | LD | Guadalupe
NEWBERT2 | NEWBER | E_PASP | -0.042986 | LD | Guadalupe
NEWBERT1 | NEWBER | E_PASP | -0.042986 | LD | Guadalupe
LOAD1 | HI_LONE | E_PASP | -0.042794 | LD | Crockett
LOAD2 | HI_LONE | E_PASP | -0.042794 | LD | Crockett
LOAD3 | HI_LONE | E_PASP | -0.042794 | LD | Crockett
LOAD4 | HI_LONE | E_PASP | -0.042794 | LD | Crockett
AUXLOAD1 | HI_LONEB | E_PASP | -0.042794 | LD | Crockett
BESS1_LOAD | HI_LONEB | E_PASP | -0.042794 | LD | Crockett
PURGROT1 | PURGRO | E_PASP | -0.042769 | LD | Comal
DRIPSPT1 | DRIPSP | E_PASP | -0.04269 | LD | Hays
DRIPSPT2 | DRIPSP | E_PASP | -0.04269 | LD | Hays
LOAD1 | CFLATS | E_PASP | -0.042584 | LD | Concho
LOADS1 | CFLATS | E_PASP | -0.042584 | LD | Concho
JIMBRIT1 | JIMBRI | E_PASP | -0.042236 | LD | Guadalupe
PWT_T1 | HICKFO | E_PASP | -0.041905 | LD | Guadalupe
T1 | MEADLA | E_PASP | -0.041882 | LD | Guadalupe
HUNTERT1 | HUNTER | E_PASP | -0.041822 | LD | Hays
HUNTERT2 | HUNTER | E_PASP | -0.041822 | LD | Hays
LOAD1 | RIONOG | E_PASP | -0.041738 | LD | Guadalupe
LOAD2 | RIONOG | E_PASP | -0.041738 | LD | Guadalupe
FISCHET1 | FISCHE | E_PASP | -0.041626 | LD | Comal
FISCHET-2 | FISCHE | E_PASP | -0.041626 | LD | Comal
T1 | CAPOTE | E_PASP | -0.041626 | LD | Guadalupe
CUSHMAT2 | CUSHMA | E_PASP | -0.041608 | LD | Guadalupe
CUSHMAT1 | CUSHMA | E_PASP | -0.041608 | LD | Guadalupe
MCCALAT1 | MCCALA | E_PASP | -0.041531 | LD | Hays
RATTLERT1 | RATTLE | E_PASP | -0.041531 | LD | Hays
SEGUINT4 | SEGUIN | E_PASP | -0.041443 | LD | Guadalupe
SEGUINT5 | SEGUIN | E_PASP | -0.041443 | LD | Guadalupe
SECO_LD2 | SECO | E_PASP | -0.040871 | LD | Medina
LXFMR4 | C3 | E_PASP | -0.04049 | LD | Wilson
LD1 | C3 | E_PASP | -0.04049 | LD | Wilson
LD3 | C3 | E_PASP | -0.04049 | LD | Wilson
T1 | YORKCR | E_PASP | -0.040447 | LD | Guadalupe
BEBACKT1 | BEBACK | E_PASP | -0.040195 | LD | Hays
HIGH32T1 | HIGH32 | E_PASP | -0.040168 | LD | Hays
LOADT1 | WIMBER | E_PASP | -0.040168 | LD | Hays
LOADT2 | WIMBER | E_PASP | -0.040168 | LD | Hays
LOAD1 | BOOTLEG | E_PASP | -0.039882 | LD | Pecos
BESS_AUX | HYDR_ESS | E_PASP | -0.039882 | LD | Pecos
BES1_LOAD | HYDR_ESS | E_PASP | -0.039882 | LD | Pecos
LOAD1 | REDBARN | E_PASP | -0.039882 | LD | Pecos
LOAD | WAYMARK | E_PASP | -0.039882 | LD | Pecos
LOAD1 | GREASWOD | E_PASP | -0.039518 | LD | Pecos
LOAD2 | GREASWOD | E_PASP | -0.039518 | LD | Pecos
T1 | WILSON | E_PASP | -0.039517 | LD | Wilson
LOADT2 | WILSON | E_PASP | -0.039517 | LD | Wilson
RNRD12T2 | RNRD12 | E_PASP | -0.039356 | LD | Hays
LOAD1 | CHERRYCR | E_PASP | -0.038058 | LD | Reeves
LOAD1 | CRYO | E_PASP | -0.038058 | LD | Reeves
T11 | DIAMOND | E_PASP | -0.038058 | LD | Reeves
T12 | DIAMOND | E_PASP | -0.038058 | LD | Reeves
T21 | DIAMOND | E_PASP | -0.038058 | LD | Reeves
T22 | DIAMOND | E_PASP | -0.038058 | LD | Reeves
T23 | DIAMOND | E_PASP | -0.038058 | LD | Reeves
T24 | DIAMOND | E_PASP | -0.038058 | LD | Reeves
LOAD1 | HOVEY | E_PASP | -0.038058 | LD | Pecos
LOAD2 | REROCK | E_PASP | -0.038058 | LD | Pecos
LOAD1 | REROCK | E_PASP | -0.038058 | LD | Pecos
138_12_1 | SGSA | E_PASP | -0.038058 | LD | Reeves
TOYAHBESLD1 | TOYAH | E_PASP | -0.038058 | LD | Reeves
LOAD2 | VERH | E_PASP | -0.038058 | LD | Reeves
HAYTRNT1 | HAYTER | E_PASP | -0.038055 | LD | Pecos
LD1 | SUTHRLND | E_PASP | -0.038049 | LD | Wilson
LD2 | SUTHRLND | E_PASP | -0.038049 | LD | Wilson
HILLTOT2 | HILLTO | E_PASP | -0.038037 | LD | Hays
HILLTOT1 | HILLTO | E_PASP | -0.038037 | LD | Hays
LOAD1 | BARL | E_PASP | -0.03802 | LD | Pecos
LD_SUM | HOEFSROA | E_PASP | -0.03802 | LD | Reeves
HRBESLD1 | HRBESS | E_PASP | -0.03802 | LD | Reeves
LOAD_1 | ACACIA | E_PASP | -0.037929 | LD | Presidio
LOAD1 | BRYR | E_PASP | -0.037929 | LD | Presidio
LOAD1 | CIEN | E_PASP | -0.037929 | LD | Presidio
LOAD1 | ESPYWELL | E_PASP | -0.037929 | LD | Jeff Davis
LOAD1 | FORTDAVI | E_PASP | -0.037929 | LD | Jeff Davis
LOAD1 | GONZALES | E_PASP | -0.037929 | LD | Presidio
LOAD1 | MARFA | E_PASP | -0.037929 | LD | Presidio
LOAD1 | POND | E_PASP | -0.037929 | LD | Jeff Davis
LOAD1 | SHAF | E_PASP | -0.037929 | LD | Presidio
LOAD1 | VALENTIN | E_PASP | -0.037929 | LD | Presidio
LOAD1 | PAIS | E_PASP | -0.037846 | LD | Presidio
LOAD2 | ALPR | E_PASP | -0.037835 | LD | Brewster
LOAD1 | ALTUDA | E_PASP | -0.037835 | LD | Brewster
LOAD1 | PRSMNGAP | E_PASP | -0.037835 | LD | Brewster
AUXLOAD1 | QUEEN_BA | E_PASP | -0.037827 | LD | Upton
BESS1_LOAD | QUEEN_BA | E_PASP | -0.037827 | LD | Upton
LOAD1 | QUEEN_SL | E_PASP | -0.037827 | LD | Upton
LOAD2 | QUEEN_SL | E_PASP | -0.037827 | LD | Upton
LOAD3 | QUEEN_SL | E_PASP | -0.037827 | LD | Upton
LOAD4 | QUEEN_SL | E_PASP | -0.037827 | LD | Upton
LOAD2 | ALPINE | E_PASP | -0.037796 | LD | Brewster
LOAD1 | ALPINE | E_PASP | -0.037796 | LD | Brewster
L1 | STRAHAT1 | E_PASP | -0.037768 | LD | Hays
T1 | FOSTSW | E_PASP | -0.037731 | LD | Pecos
GOMEZ_1 | GOMZ | E_PASP | -0.037629 | LD | Pecos
AUX_LD | HOUSEMTN | E_PASP | -0.037627 | LD | Brewster
BESS_LD | HOUSEMTN | E_PASP | -0.037627 | LD | Brewster
LOAD | LASSO | E_PASP | -0.037627 | LD | Brewster
RUTHERT2 | RUTHER | E_PASP | -0.037559 | LD | Hays
RUTHERT1 | RUTHER | E_PASP | -0.037559 | LD | Hays
LDLXFMR1A | BLAKE | E_PASP | -0.037529 | LD | Pecos
LDLXFMR1 | BLAKE | E_PASP | -0.037529 | LD | Pecos
LDXFMR1 | COYAN | E_PASP | -0.037529 | LD | Pecos
LDXFMR1 | NNTRL | E_PASP | -0.037529 | LD | Pecos
LDLXFMR1 | RYLTY | E_PASP | -0.037529 | LD | Ward
LDLXFMR2A | THORN | E_PASP | -0.037529 | LD | Ward
LDXFMR1 | WFCMP | E_PASP | -0.037529 | LD | Pecos
LOAD1 | TAYGETE | E_PASP | -0.03747 | LD | Pecos
LOAD2 | TAYGETE | E_PASP | -0.03747 | LD | Pecos
LOAD1 | TAYGETE2 | E_PASP | -0.03747 | LD | Pecos
LOAD2 | TAYGETE2 | E_PASP | -0.03747 | LD | Pecos
BCATKA_1 | BCATOKA | E_PASP | -0.037467 | LD | Pecos
TARBSH_2 | TARBUSH | E_PASP | -0.037431 | LD | Pecos
TARBSH_1 | TARBUSH | E_PASP | -0.037431 | LD | Pecos
LOAD1 | ANG_SLR | E_PASP | -0.037374 | LD | Tom Green
BESS_AUX | ANG_SLR | E_PASP | -0.037374 | LD | Tom Green
CHARGE | ANG_SLR | E_PASP | -0.037374 | LD | Tom Green
LOAD_1 | RAMBLER | E_PASP | -0.037374 | LD | Tom Green
FLAT_2 | FLAT_TOP | E_PASP | -0.037373 | LD | Reeves
FLATTP_1 | FLAT_TOP | E_PASP | -0.037373 | LD | Reeves
LOAD1 | FLOWERII | E_PASP | -0.037373 | LD | Reeves
AUX_LD | FLOWERII | E_PASP | -0.037373 | LD | Reeves
REDWOOT3 | REDWOO | E_PASP | -0.037352 | LD | Hays
REDWOOT2 | REDWOO | E_PASP | -0.037352 | LD | Hays
REDWOOT1 | REDWOO | E_PASP | -0.037352 | LD | Hays
MOBILE_53565 | REDWOO | E_PASP | -0.037352 | LD | Hays
SANMART1 | SANMAR | E_PASP | -0.037352 | LD | Hays
SANMART2 | SANMAR | E_PASP | -0.037352 | LD | Hays
LOAD3 | PECV | E_PASP | -0.037342 | LD | Pecos
BELDNG_1 | BELD | E_PASP | -0.037334 | LD | Pecos
T-3 | CANYON | E_PASP | -0.037334 | LD | Hays
CANYONT4 | CANYON | E_PASP | -0.037334 | LD | Hays
CONORGT1 | COCORG | E_PASP | -0.037331 | LD | Pecos
BRDAMI_1 | TNBRDROC | E_PASP | -0.037312 | LD | Reeves
BRDOXI_1 | TNBRDROX | E_PASP | -0.037312 | LD | Reeves
LOAD_MDC | KING_NE | E_PASP | -0.037294 | LD | Upton
LOAD_WN | KING_NE | E_PASP | -0.037294 | LD | Upton
LOAD_WN | KING_SE | E_PASP | -0.037294 | LD | Upton
LOAD_MDC | KING_SE | E_PASP | -0.037294 | LD | Upton
MCANL1 | MCAN | E_PASP | -0.037294 | LD | Upton
LOAD1 | SW_MESA | E_PASP | -0.037294 | LD | Upton
LDLXFMR1 | BARNW | E_PASP | -0.037255 | LD | Ward
XFMR3 | BARNW | E_PASP | -0.037255 | LD | Ward
LDLXFMR2 | BARNW | E_PASP | -0.037255 | LD | Ward
SCMCZP_1 | SCIMCRZC | E_PASP | -0.037243 | LD | Reeves
SCMORX_1 | SCIMORXC | E_PASP | -0.037243 | LD | Reeves
PECBND_1 | SCIMPECB | E_PASP | -0.037243 | LD | Reeves
ARROYO_1 | CNTAROYO | E_PASP | -0.037241 | LD | Reeves
ROYBN_1 | ROYBEAN | E_PASP | -0.037241 | LD | Reeves
SADLBK_1 | SADLBACK | E_PASP | -0.037241 | LD | Reeves
SADLBK_2 | SADLBACK | E_PASP | -0.037241 | LD | Reeves
SALTDR_1 | SALTDRWC | E_PASP | -0.037236 | LD | Reeves
BCTRESL_1 | BCTRESTL | E_PASP | -0.037226 | LD | Ward
CEDRVL_2 | CEDRVALE | E_PASP | -0.037226 | LD | Ward
CEDRVL_3 | CEDRVALE | E_PASP | -0.037226 | LD | Ward
MIVMET_1 | MIVIDA | E_PASP | -0.037222 | LD | Ward
MIVMPL_2 | MIVIDA | E_PASP | -0.037222 | LD | Ward
SNDLAK_1 | SANDLAKE | E_PASP | -0.03722 | LD | Cherokee
SNDLKC_1 | SANDLKEC | E_PASP | -0.03722 | LD | Reeves
WOLFBN_1 | TNWOLFBN | E_PASP | -0.03722 | LD | Reeves
UTAHC_1 | UTAHC | E_PASP | -0.03722 | LD | Pecos
SLTCRC_1 | BLNGSCCR | E_PASP | -0.037198 | LD | Reeves
COYOTE_2 | COYOTSPR | E_PASP | -0.037198 | LD | Reeves
COYOTE_1 | COYOTSPR | E_PASP | -0.037198 | LD | Reeves
EAGLP_1 | EAGLECLP | E_PASP | -0.037198 | LD | Reeves
FLKNR_1 | FAULKNER | E_PASP | -0.037198 | LD | Reeves
FLKNR_2 | FAULKNER | E_PASP | -0.037198 | LD | Reeves
JACKRB_2 | JACKRABT | E_PASP | -0.037198 | LD | Reeves
JACKRB_1 | JACKRABT | E_PASP | -0.037198 | LD | Reeves
ELMST_1 | ELM_ST | E_PASP | -0.037198 | LD | Reeves
ELMST_2 | ELM_ST | E_PASP | -0.037198 | LD | Reeves
ELMST_3 | ELM_ST | E_PASP | -0.037198 | LD | Reeves
CNTYRD_1 | CNTYRDS | E_PASP | -0.037191 | LD | Reeves
CNTYRD_2 | CNTYRDS | E_PASP | -0.037191 | LD | Reeves
CNTYRD_3 | CNTYRDS | E_PASP | -0.037191 | LD | Reeves
BCCASL_1 | BCCASTLE | E_PASP | -0.037174 | LD | Reeves
COTNWD_2 | COTTNWD | E_PASP | -0.037174 | LD | Reeves
COTNWD_3 | COTTNWD | E_PASP | -0.037174 | LD | Reeves
CIMREX_1 | GRSHCMRX | E_PASP | -0.037174 | LD | Reeves
LDLT1 | MHPOD | E_PASP | -0.037174 | LD | Reeves
BCCNYN_1 | BCCANYON | E_PASP | -0.037143 | LD | Reeves
CNTYRD01 | COUNTYRD | E_PASP | -0.037143 | LD | Reeves
COYAN_3 | COYANOSA | E_PASP | -0.037143 | LD | Reeves
DELAWR_1 | DELAWARC | E_PASP | -0.037143 | LD | Reeves
TPECOS_2 | TPECOSPL | E_PASP | -0.037143 | LD | Pecos
TPECOS_1 | TPECOSW | E_PASP | -0.037143 | LD | Pecos
OXYCOL_1 | TNCOLIEC | E_PASP | -0.037141 | LD | Reeves
BONESP_1 | TNBNSPRC | E_PASP | -0.037131 | LD | Ward
ARROWHC_1 | ARROWHDC | E_PASP | -0.037112 | LD | Reeves
ARROWHP_1 | ARROWHDP | E_PASP | -0.037112 | LD | Reeves
XFMRT2 | BLDPD | E_PASP | -0.037112 | LD | Reeves
XMFRT1 | BLDPD | E_PASP | -0.037112 | LD | Reeves
LDLXFMR1 | COYNW | E_PASP | -0.037112 | LD | Reeves
LDLXFMR2 | COYNW | E_PASP | -0.037112 | LD | Reeves
HACKBERY1 | HACKBERY | E_PASP | -0.037112 | LD | Reeves
LOAD1 | CROSSOVE | E_PASP | -0.037107 | LD | Upton
AUX_LD | SGAL_BES | E_PASP | -0.037107 | LD | Pecos
BESS_LOAD | SGAL_BES | E_PASP | -0.037107 | LD | Pecos
LOAD | RIGGINS | E_PASP | -0.037107 | LD | Pecos
BRDPR_1 | BRDPREYC | E_PASP | -0.037103 | LD | Reeves
LDLXFMR1 | MVRCK | E_PASP | -0.037102 | LD | Culberson
LDLXFMR2 | MVRCK | E_PASP | -0.037102 | LD | Culberson
LDXFMR1 | HRSHD | E_PASP | -0.037092 | LD | Reeves
XFMR2 | HRSHD | E_PASP | -0.037092 | LD | Reeves
LDLXFMR1 | PLPOD | E_PASP | -0.037087 | LD | Reeves
LDLXFMR2 | PLPOD | E_PASP | -0.037087 | LD | Reeves
LOADNW | KING_NW | E_PASP | -0.037075 | LD | Upton
LOAD_MDC | KING_NW | E_PASP | -0.037075 | LD | Upton
LOAD_WN | KING_SW | E_PASP | -0.037075 | LD | Upton
LOAD_MDC | KING_SW | E_PASP | -0.037075 | LD | Upton
BES1_LOAD | TBWF_ESS | E_PASP | -0.037075 | LD | Crane
AUXLOAD1 | TBWF_ESS | E_PASP | -0.037075 | LD | Crane
BCLNCM_1 | BCLNCIUM | E_PASP | -0.037073 | LD | Pecos
1651 | TNAF | E_PASP | -0.037073 | LD | Pecos
AIRPRT_2 | TNAF | E_PASP | -0.037073 | LD | Pecos
LOAD1 | MCAM | E_PASP | -0.037069 | LD | Upton
LOAD1 | CASTLEGA | E_PASP | -0.037049 | LD | Upton
LOAD1 | ARAGORN | E_PASP | -0.037044 | LD | Culberson
LDLXFMR1 | CWIND | E_PASP | -0.037044 | LD | Culberson
LOAD1 | TI_SOLAR | E_PASP | -0.037044 | LD | Culberson
LOAD2 | TI_SOLAR | E_PASP | -0.037044 | LD | Culberson
LTCXFMR1 | TYPOD | E_PASP | -0.037042 | LD | Reeves
LOAD1 | CASL_GAP | E_PASP | -0.037042 | LD | Upton
WSL1 | CASL_GAP | E_PASP | -0.037042 | LD | Upton
LOAD1 | SPTX12B | E_PASP | -0.037042 | LD | Upton
BES1_LOAD | SPTX12B | E_PASP | -0.037042 | LD | Upton
ALAMO_2 | ALAMO_ST | E_PASP | -0.037036 | LD | Pecos
ALAMO_3 | ALAMO_ST | E_PASP | -0.037036 | LD | Pecos
ARMADIL1 | ARMDL02 | E_PASP | -0.037036 | LD | Pecos
NNATRL_2 | NRTH | E_PASP | -0.037036 | LD | Pecos
NNATRL_1 | NRTH | E_PASP | -0.037036 | LD | Pecos
PUCKET_1 | PUCKETT | E_PASP | -0.037036 | LD | Pecos
SANDRSN1 | SANDRSON | E_PASP | -0.037036 | LD | Terrell
CCMITCHE_L1 | TNCCMITC | E_PASP | -0.037036 | LD | Pecos
DOWNIE_L1 | TNDOWNIE | E_PASP | -0.037036 | LD | Terrell
LOAD2 | TNFS | E_PASP | -0.037036 | LD | Pecos
NMMICHE_L1 | TNNMITCH | E_PASP | -0.037036 | LD | Pecos
TNPINION1 | TNPINION | E_PASP | -0.037036 | LD | Pecos
CAYCP_1 | CAYMUSCP | E_PASP | -0.037029 | LD | Pecos
CAYJPE_1 | CAYMUSJP | E_PASP | -0.037029 | LD | Pecos
CAYPL_1 | CAYMUSPL | E_PASP | -0.037029 | LD | Pecos
LDXFMR1 | BLKRV | E_PASP | -0.037024 | LD | Culberson
LOAD3 | SUNV | E_PASP | -0.037014 | LD | Pecos
LDXFMR1 | CHILL | E_PASP | -0.03701 | LD | Culberson
XFMR1 | CWPOD | E_PASP | -0.03701 | LD | Culberson
XFMR2 | CWPOD | E_PASP | -0.03701 | LD | Culberson
XFMR3 | CWPOD | E_PASP | -0.03701 | LD | Culberson
XFMR4 | CWPOD | E_PASP | -0.03701 | LD | Culberson
XFMR1 | GATOR | E_PASP | -0.03701 | LD | Culberson
XFMR2 | GATOR | E_PASP | -0.03701 | LD | Culberson
CMTYJN_1 | CALAJANE | E_PASP | -0.037009 | LD | Reeves
OXYWOR_1 | QUITODRC | E_PASP | -0.037009 | LD | Reeves
BESS_AUX1 | RRANCHES | E_PASP | -0.037009 | LD | Reeves
BESS_AUX2 | RRANCHES | E_PASP | -0.037009 | LD | Reeves
CHLOAD1 | RRANCHES | E_PASP | -0.037009 | LD | Reeves
CHLOAD2 | RRANCHES | E_PASP | -0.037009 | LD | Reeves
WORSHM_2 | WORSHAM | E_PASP | -0.037009 | LD | Reeves
WORSH_1 | WORSHAM | E_PASP | -0.037009 | LD | Reeves
LDXFMR1 | OMPOD | E_PASP | -0.037006 | LD | Culberson
XFMR1 | RHPOD | E_PASP | -0.036977 | LD | Culberson
XFMR2 | RHPOD | E_PASP | -0.036977 | LD | Culberson
MB1_LOAD | CHAL_SLR | E_PASP | -0.036975 | LD | Culberson
MB2_LOAD | CHAL_SLR | E_PASP | -0.036975 | LD | Culberson
SOLAR1_LOAD | CHAL_SLR | E_PASP | -0.036975 | LD | Culberson
RAMSEY | STPOI | E_PASP | -0.036968 | LD | Culberson
LDLXFMR1 | SBEAN | E_PASP | -0.036968 | LD | Culberson
LDLXFMR2 | SBEAN | E_PASP | -0.036968 | LD | Culberson
LDLXFMR1 | SLTCW | E_PASP | -0.036968 | LD | Culberson
REWARD_1 | REWARDC | E_PASP | -0.036954 | LD | Reeves
XFMR1 | LPPOD | E_PASP | -0.036954 | LD | Reeves
XFMR2 | LPPOD | E_PASP | -0.036954 | LD | Reeves
XFMR3 | LPPOD | E_PASP | -0.036954 | LD | Reeves
OXYCEN_2 | TNCENTRY | E_PASP | -0.036953 | LD | Pecos
CLNPTR_1 | CALONPTR | E_PASP | -0.036949 | LD | Ward
RTLSNK_1 | RTLSNAKE | E_PASP | -0.036949 | LD | Ward
T2 | REDBF | E_PASP | -0.036942 | LD | Reeves
T1 | REDBF | E_PASP | -0.036942 | LD | Reeves
T3 | REDBF | E_PASP | -0.036942 | LD | Reeves
T4 | REDBF | E_PASP | -0.036942 | LD | Reeves
LDLXFMR1 | RVIEW | E_PASP | -0.036938 | LD | Ward
LDXFMR1 | TMDSW | E_PASP | -0.036936 | LD | Reeves
LDXFMR2 | TMDSW | E_PASP | -0.036936 | LD | Reeves
LDLXFMRT1 | MCPOD | E_PASP | -0.036931 | LD | Reeves
LDLXFMRT2 | MCPOD | E_PASP | -0.036931 | LD | Reeves
LDXFMR1 | ABPOD | E_PASP | -0.036927 | LD | Reeves
LDXFMR2 | ABPOD | E_PASP | -0.036927 | LD | Reeves
XFMR1 | OWLHL | E_PASP | -0.036927 | LD | Culberson
XFMR2 | OWLHL | E_PASP | -0.036927 | LD | Culberson
LDLXFMR3 | OWLHL | E_PASP | -0.036927 | LD | Culberson
XFMR1 | RRPOD | E_PASP | -0.036927 | LD | Reeves
XFMR2 | RRPOD | E_PASP | -0.036927 | LD | Reeves
XFMR3 | RRPOD | E_PASP | -0.036927 | LD | Reeves
LDXFMR1 | TSPOD | E_PASP | -0.036927 | LD | Reeves
LDXFMR2 | TSPOD | E_PASP | -0.036927 | LD | Reeves
LD1 | W_PECOS | E_PASP | -0.036927 | LD | Reeves
BCGWRW_1 | BCGENWRW | E_PASP | -0.036916 | LD | Ward
CHOLLA_2 | CHOLLA | E_PASP | -0.036916 | LD | Ward
COACH_1 | COACHWHP | E_PASP | -0.036916 | LD | Ward
LONSTR_1 | LONESTAR | E_PASP | -0.036916 | LD | Ward
LONSTR_2 | LONESTAR | E_PASP | -0.036916 | LD | Ward
LDLXFMR2 | MASON | E_PASP | -0.036903 | LD | Reeves
AXFMR1 | MASON | E_PASP | -0.036903 | LD | Reeves
LDLXFMR3 | MASON | E_PASP | -0.036903 | LD | Reeves
LDLXFMR1 | ALCAT | E_PASP | -0.036879 | LD | Loving
LDLXFMR2 | ALCAT | E_PASP | -0.036879 | LD | Loving
LDLXFMR3 | ALCAT | E_PASP | -0.036879 | LD | Loving
LDXFMR1 | LDYPD | E_PASP | -0.036858 | LD | Loving
LDXFMR2 | LDYPD | E_PASP | -0.036858 | LD | Loving
LDLXFMR1 | KRNCH | E_PASP | -0.03685 | LD | Loving
LDLXFMR2 | KRNCH | E_PASP | -0.03685 | LD | Loving
LDLXFMR3 | KRNCH | E_PASP | -0.03685 | LD | Loving
GEMCRY_1 | GEMSCRYP | E_PASP | -0.036843 | LD | Ward
GEMDVN_1 | GEMSDVNS | E_PASP | -0.036843 | LD | Ward
GEMORX_1 | GEMSORXP | E_PASP | -0.036843 | LD | Ward
LOAD | WOODWRD1 | E_PASP | -0.036837 | LD | Pecos
LOAD | WOODWRD2 | E_PASP | -0.036837 | LD | Pecos
LDLT1 | WEPOD | E_PASP | -0.036834 | LD | Loving
LDLT2 | WEPOD | E_PASP | -0.036834 | LD | Loving
LOAD1 | FTBLOCKS | E_PASP | -0.036824 | LD | Pecos
LOAD1 | KEO | E_PASP | -0.036824 | LD | Pecos
BESS_AUX | PAVO_ESS | E_PASP | -0.036824 | LD | Pecos
BESS1_CHARGE | PAVO_ESS | E_PASP | -0.036824 | LD | Pecos
BESS2_CHARGE | PAVO_ESS | E_PASP | -0.036824 | LD | Pecos
OXYCEN_1 | TNCENTRY | E_PASP | -0.036824 | LD | Pecos
SWTEC | TNWHTBKR | E_PASP | -0.036824 | LD | Pecos
LDLXFMR1 | CHILK | E_PASP | -0.036822 | LD | Ward
LDLXFMR2 | CHILK | E_PASP | -0.036822 | LD | Ward
LOAD1 | BOBCAT | E_PASP | -0.036821 | LD | Upton
LD1 | EGROVESL | E_PASP | -0.036821 | LD | Crane
LOAD1 | RANKIN | E_PASP | -0.036821 | LD | Upton
EAST | RANKIN4 | E_PASP | -0.036821 | LD | Upton
69_12_3 | RIOPECOS | E_PASP | -0.036821 | LD | Crockett
LOAD1 | SHELLMES | E_PASP | -0.036821 | LD | Upton
LOAD1 | STHCROSS | E_PASP | -0.036821 | LD | Crockett
XFMR2 | ENPOD | E_PASP | -0.036808 | LD | Loving
XFMR1 | ENPOD | E_PASP | -0.036808 | LD | Loving
XFMR4 | ENPOD | E_PASP | -0.036808 | LD | Loving
LDXFMR1 | RTPOD | E_PASP | -0.036797 | LD | Loving
LDXFMR2 | RTPOD | E_PASP | -0.036797 | LD | Loving
LDXFMR1 | ELMAR | E_PASP | -0.036795 | LD | Loving
LDXFMR2 | ELMAR | E_PASP | -0.036795 | LD | Loving
CRBES1_LD | CROSSETT | E_PASP | -0.036791 | LD | Crane
CRBES2_LD | CROSSETT | E_PASP | -0.036791 | LD | Crane
LOAD1 | CROSSETT | E_PASP | -0.036791 | LD | Crane
LOAD2 | CROSSETT | E_PASP | -0.036791 | LD | Crane
LD1 | SPUD | E_PASP | -0.036784 | LD | Crane
LOAD1 | FWLR_SLR | E_PASP | -0.036776 | LD | Crane
PYOTE_1B | PYOTE | E_PASP | -0.036749 | LD | Ward
PYOTE_2C | PYOTE | E_PASP | -0.036749 | LD | Ward
LOAD1 | SWOOSEII | E_PASP | -0.036749 | LD | Ward
AUX_LD | SWOOSEII | E_PASP | -0.036749 | LD | Ward
ROHR_T1 | ROHR | E_PASP | -0.036747 | LD | Hays
LDXFMR1 | BRNSY | E_PASP | -0.036734 | LD | Crane
LDXFMR1 | CNPOI | E_PASP | -0.036734 | LD | Crane
LDXFMR1 | CRANE | E_PASP | -0.036734 | LD | Crane
LD1 | CRAN_AIR | E_PASP | -0.036734 | LD | Crane
LDFIRM | CRDEX | E_PASP | -0.036734 | LD | Crane
LDLXFMR1 | CRNAT | E_PASP | -0.036734 | LD | Crane
LDXFMR1 | CRNHU | E_PASP | -0.036734 | LD | Crane
LOAD1 | DUNEFIEL | E_PASP | -0.036734 | LD | Crane
LOAD1 | MCELROY | E_PASP | -0.036734 | LD | Crane
LOAD2 | MCELROY | E_PASP | -0.036734 | LD | Crane
LOAD1_OLD | OLLIN | E_PASP | -0.036734 | LD | Crane
T1_OLD | OLLINPHI | E_PASP | -0.036734 | LD | Crane
T2_OLD | OLLINPHI | E_PASP | -0.036734 | LD | Crane
LOAD1 | SAGE | E_PASP | -0.036734 | LD | Crane
LOAD1 | TNMP | E_PASP | -0.036734 | LD | Crane
MOBILE | TNMP | E_PASP | -0.036734 | LD | Crane
LDANDARKOT | ANPOI | E_PASP | -0.03672 | LD | Loving
XFMR1 | RUPOD | E_PASP | -0.036708 | LD | Loving
XFMR1 | BRPOD | E_PASP | -0.036694 | LD | Loving
LDLXFMR2 | LOVNG | E_PASP | -0.036683 | LD | Loving
LDLXFMR1 | LOVNG | E_PASP | -0.036683 | LD | Loving
MONMNT_1 | MONMNTDC | E_PASP | -0.036622 | LD | Winkler
LDLXFMR1 | WILLO | E_PASP | -0.036611 | LD | Winkler
XFMR2 | WILLO | E_PASP | -0.036611 | LD | Winkler
LDLXFMR3 | WILLO | E_PASP | -0.036611 | LD | Winkler
XFMR1 | ASHPD | E_PASP | -0.036608 | LD | Winkler
TR1 | BDPOD | E_PASP | -0.036599 | LD | Winkler
TR2 | BDPOD | E_PASP | -0.036599 | LD | Winkler
XFMR1 | YRPOD | E_PASP | -0.036597 | LD | Winkler
XFMR2 | YRPOD | E_PASP | -0.036597 | LD | Winkler
AAPIPL_1 | AAPIPLNC | E_PASP | -0.036592 | LD | Winkler
LDWIKWO | WOPOD | E_PASP | -0.036579 | LD | Leon
LDXFMR2 | WOPOD | E_PASP | -0.036579 | LD | Leon
LDXFMR3 | WOPOD | E_PASP | -0.036579 | LD | Leon
KERMI_1 | KERMIT_1 | E_PASP | -0.036567 | LD | Winkler
KERM2_1B | KERMIT_2 | E_PASP | -0.036567 | LD | Winkler
KERM2_1A | KERMIT_2 | E_PASP | -0.036567 | LD | Winkler
KEYST_1 | KEYSTONE | E_PASP | -0.036567 | LD | Winkler
CALIF_1 | CALIF_TN | E_PASP | -0.036563 | LD | Winkler
WNKLR_1 | WNKLRCO6 | E_PASP | -0.036548 | LD | Winkler
LDLXFMR1 | SANDS | E_PASP | -0.03654 | LD | Winkler
LDLXFMR2 | SANDS | E_PASP | -0.03654 | LD | Winkler
LDLXFMR3 | WINKS | E_PASP | -0.03654 | LD | Winkler
WICKE_1 | WICKETT | E_PASP | -0.036537 | LD | Ward
LDXFMR1 | CRNAR | E_PASP | -0.036537 | LD | Crane
LDXFMR2 | CRNAR | E_PASP | -0.036537 | LD | Crane
XFMR1 | NVPOD | E_PASP | -0.036537 | LD | Crane
XFMR1 | DOLEY | E_PASP | -0.03652 | LD | Ward
LD1400 | RYLTY | E_PASP | -0.036511 | LD | Ward
LDMOBILE | RYLTY | E_PASP | -0.036511 | LD | Ward
LDXFMR1 | THORN | E_PASP | -0.036511 | LD | Ward
LDLXFMR2 | THORN | E_PASP | -0.036511 | LD | Ward
SATA | PB2SES | E_PASP | -0.036509 | LD | Ward
SATB | PB2SES | E_PASP | -0.036509 | LD | Ward
LDXFMR1 | MNHNS | E_PASP | -0.036508 | LD | Ward
XFMR2 | RALSW | E_PASP | -0.03649 | LD | Winkler
XFMR1 | RALSW | E_PASP | -0.03649 | LD | Winkler
LD000 | HSACH | E_PASP | -0.036477 | LD | Ward
LDOBRIN | OBRIN | E_PASP | -0.036477 | LD | Ward
LDLXFMR1 | WICKT | E_PASP | -0.036477 | LD | Ward
LDXFMR2 | MNHNS | E_PASP | -0.036476 | LD | Ward
XFMR1 | PTPOD | E_PASP | -0.036476 | LD | Ward
LDXFMR1 | SNDHL | E_PASP | -0.036476 | LD | Crane
LDLXFMR2 | SNDHL | E_PASP | -0.036476 | LD | Crane
LDLXFMR1 | YARBR | E_PASP | -0.036476 | LD | Cherokee
LDLXFMR2 | YARBR | E_PASP | -0.036476 | LD | Cherokee
LDLXFMR1 | VESTS | E_PASP | -0.036453 | LD | Winkler
T-1 | KYLE | E_PASP | -0.036435 | LD | Hays
LDXFMR2 | HYPOD | E_PASP | -0.036373 | LD | Winkler
LDXFMR1 | HYPOD | E_PASP | -0.036373 | LD | Winkler
XFMR1 | PWPOD | E_PASP | -0.036318 | LD | Ward
LDXFMR1 | BKPOD | E_PASP | -0.036315 | LD | Winkler
LOAD1 | PHOEBE | E_PASP | -0.03631 | LD | Winkler
LOAD2 | PHOEBE | E_PASP | -0.03631 | LD | Winkler
LDXFMR1 | CHYNE | E_PASP | -0.036247 | LD | Winkler
LDXFMR2 | CHYNE | E_PASP | -0.036247 | LD | Winkler
XFMR1 | MWPOD | E_PASP | -0.036247 | LD | Winkler
XFMR1 | SOPOD | E_PASP | -0.036231 | LD | Winkler
XFMR1 | MNPOD | E_PASP | -0.036226 | LD | Upton
LDXFMR1 | MIDWY | E_PASP | -0.036226 | LD | Ector
LDXFMR2 | CRNES | E_PASP | -0.036216 | LD | Upton
LDXFMR1 | CRNES | E_PASP | -0.036216 | LD | Upton
LDXFMR1 | NSPOI | E_PASP | -0.036211 | LD | Ector
LDXFMR1 | PUMPR | E_PASP | -0.036161 | LD | Ector
LOAD1 | OBERON | E_PASP | -0.036137 | LD | Ector
LDXFMR1 | NTPOI | E_PASP | -0.036136 | LD | Ector
LDXFMR1 | SCHPD | E_PASP | -0.036133 | LD | Crane
LDLXFMR3 | SNDHL | E_PASP | -0.036133 | LD | Crane
SCHKAD_T1 | SCHKAD | E_PASP | -0.036102 | LD | Tom Green
LDLXFMR2 | JDKNS | E_PASP | -0.036053 | LD | Ector
LDLXFMR1 | JDKNS | E_PASP | -0.036053 | LD | Ector
LDLXFMR1 | SHPOI | E_PASP | -0.036023 | LD | Ector
LOAD_1 | OXYSOLAR | E_PASP | -0.036017 | LD | Ector
FRIENDT2 | FRIEND | E_PASP | -0.036015 | LD | Hays
FRIENDT1 | FRIEND | E_PASP | -0.036015 | LD | Hays
LDLXFMR1 | EDWDS | E_PASP | -0.036013 | LD | Crane
LDXFMR1 | EDWDS | E_PASP | -0.036013 | LD | Crane
MT09 | EDWDS | E_PASP | -0.036013 | LD | Crane
LDLXFMR2 | EDWDS | E_PASP | -0.036013 | LD | Crane
LDXFMR2 | SWPRT | E_PASP | -0.036012 | LD | Ector
SWPRT_LD2 | SWPRT | E_PASP | -0.036012 | LD | Ector
LDXFMR1 | SWPRT | E_PASP | -0.036012 | LD | Ector
SS_BATT_AUX | NWF | E_PASP | -0.035984 | LD | Winkler
SS_AUX | NWF | E_PASP | -0.035984 | LD | Winkler
LOAD1 | RATLIFF | E_PASP | -0.035974 | LD | Tom Green
LDXFMR1 | DHIDE | E_PASP | -0.035973 | LD | Winkler
LD3A | DHUNO | E_PASP | -0.035973 | LD | Andrews
LDXFMR1 | ECTHP | E_PASP | -0.035948 | LD | Ector
LDMOBILE | ECTHP | E_PASP | -0.035948 | LD | Ector
SS1 | ECEC | E_PASP | -0.035922 | LD | Ector
LDXFMR1 | NCWAM | E_PASP | -0.03592 | LD | Ector
LOAD1 | SOUTHLAN | E_PASP | -0.035914 | LD | Tom Green
LXFMR1 | MOSSW | E_PASP | -0.035913 | LD | Ector
LDLXFMR2 | MOSSW | E_PASP | -0.035913 | LD | Ector
LDXFMR2 | EMMAS | E_PASP | -0.035909 | LD | Andrews
LDXFMR1 | MDFAM | E_PASP | -0.035907 | LD | Andrews
LDXFMR2 | MDFAM | E_PASP | -0.035907 | LD | Andrews
LDLXFMR1 | MDFRM | E_PASP | -0.035907 | LD | Andrews
LDXFMR2 | GGPOI | E_PASP | -0.035904 | LD | Ector
LDXFMR1 | GSMTH | E_PASP | -0.035904 | LD | Ector
LDXFMR2 | GSMTH | E_PASP | -0.035904 | LD | Ector
LDLXFMR1 | SNAND | E_PASP | -0.035902 | LD | Andrews
LOAD1 | SACH | E_PASP | -0.035896 | LD | Tom Green
LOAD2 | SACH | E_PASP | -0.035896 | LD | Tom Green
GSST02 | GSPOI | E_PASP | -0.035895 | LD | Ector
GSST01 | GSPOI | E_PASP | -0.035895 | LD | Ector
LD01 | BLUFFS | E_PASP | -0.035893 | LD | Tom Green
LDXFMR1A | WOVER | E_PASP | -0.03589 | LD | Ector
LDXFMR2 | WOVER | E_PASP | -0.03589 | LD | Ector
LDXFMR1 | WOVER | E_PASP | -0.03589 | LD | Ector
CHARGING_LOAD | WOV_BESS | E_PASP | -0.03589 | LD | Ector
LDXTPOI | XTPOI | E_PASP | -0.03589 | LD | Andrews
LDXFMR1 | NCWDN | E_PASP | -0.03589 | LD | Ector
PSEUDO_LOAD2 | DSKYWND2 | E_PASP | -0.035888 | LD | Pecos
DATACENTER_4 | DSKYWND2 | E_PASP | -0.035888 | LD | Pecos
LDXFMR1 | SFAMO | E_PASP | -0.035886 | LD | Ector
LD52M | PBLUN | E_PASP | -0.035884 | LD | Andrews
LDLXFMR2 | BAKKE | E_PASP | -0.035879 | LD | Andrews
LDLXFMR1 | BAKKE | E_PASP | -0.035879 | LD | Andrews
LDLXFMR3 | ALKLK | E_PASP | -0.035874 | LD | Martin
LDLXFMR2 | ANDNR | E_PASP | -0.035874 | LD | Andrews
LDLXFMR1 | ANDNR | E_PASP | -0.035874 | LD | Andrews
LDMOBILE | ANDNR | E_PASP | -0.035874 | LD | Andrews
LDLXFMR1 | DLPOD | E_PASP | -0.035874 | LD | Martin
LDLXFMR2 | DLPOD | E_PASP | -0.035874 | LD | Martin
LDLXFMR1A | MSTNG | E_PASP | -0.035874 | LD | Andrews
LDLXFMR2 | MSTNG | E_PASP | -0.035874 | LD | Andrews
LD2 | MNSEX | E_PASP | -0.035872 | LD | Andrews
LD52 | MNSEX | E_PASP | -0.035872 | LD | Andrews
LDXFMR1 | ANDRD | E_PASP | -0.035872 | LD | Andrews
LDXFMR1 | MEANS | E_PASP | -0.035872 | LD | Andrews
LDLXFMR1 | SFTLK | E_PASP | -0.03587 | LD | Andrews
LDLXFMR3 | SFTLK | E_PASP | -0.03587 | LD | Andrews
LDLXFMR4 | SFTLK | E_PASP | -0.03587 | LD | Andrews
LDXFMR1 | WLPOI | E_PASP | -0.035869 | LD | Andrews
LOAD1 | LAPETUS | E_PASP | -0.035869 | LD | Andrews
LDLXFMR1 | FKLCY | E_PASP | -0.035868 | LD | Andrews
LDLXFMR2 | FKLCY | E_PASP | -0.035868 | LD | Andrews
LOAD1 | LAKEDRIV | E_PASP | -0.035868 | LD | Tom Green
XFMR1 | MDRAW | E_PASP | -0.035867 | LD | Andrews
LD1L | NXPOD | E_PASP | -0.035867 | LD | Andrews
LD2L | NXPOD | E_PASP | -0.035867 | LD | Andrews
LDXFMR1 | TBAMO | E_PASP | -0.035863 | LD | Andrews
LDXFMR1 | ODESW | E_PASP | -0.035861 | LD | Ector
LDXFMR2 | ODESW | E_PASP | -0.035861 | LD | Ector
LDXFMR1 | ANPHL | E_PASP | -0.03586 | LD | Andrews
LOAD1 | PAULANN | E_PASP | -0.035859 | LD | Tom Green
LDLXFMR1 | APPLE | E_PASP | -0.035858 | LD | Ector
LDXFMR1 | ECTSH | E_PASP | -0.035858 | LD | Ector
LDXFMR1 | ODBSN | E_PASP | -0.035858 | LD | Ector
LDLXFMR3 | ODNTH | E_PASP | -0.035858 | LD | Ector
LDLXFMR4 | ODNTH | E_PASP | -0.035858 | LD | Ector
LDLXFMR5 | ODNTH | E_PASP | -0.035858 | LD | Ector
LDXFMR1 | PEGAS | E_PASP | -0.035856 | LD | Midland
LDXFMR2 | PEGAS | E_PASP | -0.035856 | LD | Midland
HLDELP1 | OLFSW | E_PASP | -0.035851 | LD | Ector
HLDELP3 | OLFSW | E_PASP | -0.035851 | LD | Ector
SLDELP1 | OLFSW | E_PASP | -0.035851 | LD | Ector
SLDELP2 | OLFSW | E_PASP | -0.035851 | LD | Ector
HLDELP4 | OLFSW | E_PASP | -0.035851 | LD | Ector
HLDELP2 | OLFSW | E_PASP | -0.035851 | LD | Ector
LDLXFMR1 | LTMAN | E_PASP | -0.035845 | LD | Andrews
LOAD2 | BARROW | E_PASP | -0.035837 | LD | Andrews
LOAD1 | BARROW | E_PASP | -0.035837 | LD | Andrews
FMLD1 | ARETP | E_PASP | -0.035834 | LD | Andrews
LDLXFMR1 | GASLD | E_PASP | -0.035824 | LD | Andrews
LDLXFMR2 | GASLD | E_PASP | -0.035824 | LD | Andrews
CMLD | OECCS | E_PASP | -0.035816 | LD | Ector
1EM-TF-A | OECCS | E_PASP | -0.035816 | LD | Ector
1EM-TF-B | OECCS | E_PASP | -0.035816 | LD | Ector
2EM-TF-A | OECCS | E_PASP | -0.035816 | LD | Ector
2EM-TF-B | OECCS | E_PASP | -0.035816 | LD | Ector
LDFIRM1 | LIQAR | E_PASP | -0.035806 | LD | Ector
XFMR1 | RXALL | E_PASP | -0.035806 | LD | Ector
XFMR2 | RXALL | E_PASP | -0.035806 | LD | Ector
XFMR3 | RXALL | E_PASP | -0.035806 | LD | Ector
ESCARP_T_2 | ESCARP | E_PASP | -0.035799 | LD | Travis
ESCARP_T_1 | ESCARP | E_PASP | -0.035799 | LD | Travis
LDXFMR1 | ODESA | E_PASP | -0.035774 | LD | Ector
LDLXFMR2 | ODESA | E_PASP | -0.035774 | LD | Ector
LOAD1 | AVENUEN | E_PASP | -0.035767 | LD | Tom Green
LDXFMR1 | PGSTH | E_PASP | -0.035766 | LD | Midland
LDLXFMR2 | PGSTH | E_PASP | -0.035766 | LD | Midland
LDXFMR1 | BHPOD | E_PASP | -0.035759 | LD | Midland
LOAD1 | CARLSBAD | E_PASP | -0.035758 | LD | Tom Green
LOAD1 | CRMWD4 | E_PASP | -0.035758 | LD | Sterling
LOAD1 | SAGC | E_PASP | -0.035758 | LD | Tom Green
LOAD_2 | SIRIUS | E_PASP | -0.035756 | LD | Pecos
LOAD_1 | SIRIUS | E_PASP | -0.035756 | LD | Pecos
LOAD1 | BENFICKL | E_PASP | -0.035749 | LD | Tom Green
XFMR2 | JACKR | E_PASP | -0.035744 | LD | Ector
XFMR1 | JACKR | E_PASP | -0.035744 | LD | Ector
LDXFMR2 | ECTHM | E_PASP | -0.035742 | LD | Ector
LDXFMR1 | ECTHM | E_PASP | -0.035742 | LD | Ector
LOAD1 | SAWA | E_PASP | -0.035741 | LD | Tom Green
LDLXFMR2 | GLNHV | E_PASP | -0.035739 | LD | Ector
LDXFMR3 | GLNHV | E_PASP | -0.035739 | LD | Ector
LDLXFMR1 | GLNHV | E_PASP | -0.035739 | LD | Ector
LD4811 | TDWGL | E_PASP | -0.035739 | LD | Ector
LDXFMR1 | HDPOI | E_PASP | -0.035737 | LD | Ector
LOAD1 | AVIATOR | E_PASP | -0.035735 | LD | Coke
LOAD2 | AVIATOR | E_PASP | -0.035735 | LD | Coke
LOAD_1 | CAPRIDG4 | E_PASP | -0.035735 | LD | Sterling
LOAD2 | CAPRIDGE | E_PASP | -0.035735 | LD | Coke
LOAD1 | CAPRIDGE | E_PASP | -0.035735 | LD | Coke
LOAD3 | CAPRIDGE | E_PASP | -0.035735 | LD | Coke
LOAD1 | DEWOLF | E_PASP | -0.035735 | LD | Coke
LOADWEST | SASOUTH | E_PASP | -0.035725 | LD | Tom Green
LOAD1 | CARKLAND | E_PASP | -0.035724 | LD | Tom Green
LOAD1 | CRM3 | E_PASP | -0.035724 | LD | Tom Green
LOAD1 | SANORTH | E_PASP | -0.035724 | LD | Tom Green
LD1 | WINEC | E_PASP | -0.035724 | LD | Tom Green
LOAD1 | JACKSONS | E_PASP | -0.03572 | LD | Tom Green
LOAD2 | JACKSONS | E_PASP | -0.03572 | LD | Tom Green
LOAD1 | INDN | E_PASP | -0.03572 | LD | Pecos
LOAD_1 | CRMW8 | E_PASP | -0.0357 | LD | Midland
LDLXFMR2 | MDAIR | E_PASP | -0.035694 | LD | Midland
LDLXFMR1 | MDAIR | E_PASP | -0.035694 | LD | Midland
LOAD1 | PROSPERO | E_PASP | -0.035693 | LD | Andrews
LOAD2 | PROSPERO | E_PASP | -0.035693 | LD | Andrews
LOAD1 | PRSPERO2 | E_PASP | -0.035693 | LD | Andrews
LOAD2 | PRSPERO2 | E_PASP | -0.035693 | LD | Andrews
LOAD1 | SASOUTH | E_PASP | -0.035686 | LD | Tom Green
LOAD1 | SAEM | E_PASP | -0.035671 | LD | Tom Green
XFMR2 | NBPOD | E_PASP | -0.035657 | LD | Midland
XFMR1 | NBPOD | E_PASP | -0.035657 | LD | Midland
LOAD1 | HARI | E_PASP | -0.03565 | LD | Tom Green
LOAD1 | VERIBEST | E_PASP | -0.03565 | LD | Tom Green
LEHIGH_T1 | LEHIGH | E_PASP | -0.035647 | LD | Hays
LEHIGHT3 | LEHIGH | E_PASP | -0.035647 | LD | Hays
LEHIGHT4 | LEHIGH | E_PASP | -0.035647 | LD | Hays
LDXFMR1 | GVODS | E_PASP | -0.035647 | LD | Ector
LDXFMR2 | GVODS | E_PASP | -0.035647 | LD | Ector
GOFOR_T2 | GOFORT | E_PASP | -0.035632 | LD | Hays
GOFOR_T1 | GOFORT | E_PASP | -0.035632 | LD | Hays
LTCXFMR1 | PBELL | E_PASP | -0.035611 | LD | Ector
LDLXFMR1 | GNITE | E_PASP | -0.035605 | LD | Upton
LDLXFMR2 | GNITE | E_PASP | -0.035605 | LD | Upton
LDXFMR1 | UPTON | E_PASP | -0.035605 | LD | Upton
LOAD1 | EUNICE | E_PASP | -0.035604 | LD | Andrews
BES1_LOAD | EUNICE | E_PASP | -0.035604 | LD | Andrews
LOAD2 | EUNICE | E_PASP | -0.035604 | LD | Andrews
LDLXFMR1 | BARSW | E_PASP | -0.035592 | LD | Midland
LOAD | APPALOSA | E_PASP | -0.035591 | LD | Upton
LDXFMR1 | GRVPT | E_PASP | -0.035573 | LD | Midland
LDLXFMR2 | GRVPT | E_PASP | -0.035573 | LD | Midland
LOAD1 | MARTIN | E_PASP | -0.035568 | LD | Upton
LOAD1 | HIGHLAND | E_PASP | -0.035529 | LD | Tom Green
138_12 | CONCHO | E_PASP | -0.035519 | LD | Tom Green
LDLXFMR1 | HISKY | E_PASP | -0.035499 | LD | Midland
LOAD1 | COKESTRE | E_PASP | -0.035498 | LD | Tom Green
TCY5TR1 | TALLCITY | E_PASP | -0.035495 | LD | Midland
MOBILE | TELPH_RD | E_PASP | -0.035495 | LD | Midland
TPR5TR1 | TELPH_RD | E_PASP | -0.035495 | LD | Midland
XFMR1 | CPPOD | E_PASP | -0.035478 | LD | Midland
LDLXFMR1 | CTRLA | E_PASP | -0.035477 | LD | Upton
LDLXFMR2 | CTRLA | E_PASP | -0.035477 | LD | Upton
LDLXFMR3 | CTRLA | E_PASP | -0.035477 | LD | Upton
LDLXFMR4 | CTRLA | E_PASP | -0.035477 | LD | Upton
LDLXFMR2 | LDRAW | E_PASP | -0.035477 | LD | Upton
LDLXFMR1 | LDRAW | E_PASP | -0.035477 | LD | Upton
LDLXFMR3 | LDRAW | E_PASP | -0.035477 | LD | Upton
LDLXFMR2 | TIODE | E_PASP | -0.035469 | LD | Midland
LDXFMR1 | TIODE | E_PASP | -0.035469 | LD | Midland
MANCHAT2 | MANCHA | E_PASP | -0.035459 | LD | Travis
MANCHAT1 | MANCHA | E_PASP | -0.035459 | LD | Travis
LDLXFMR4 | FIRON | E_PASP | -0.035436 | LD | Midland
LDLXFMR1 | FIRON | E_PASP | -0.035436 | LD | Midland
LDLXFMR2 | FIRON | E_PASP | -0.035436 | LD | Midland
LDLXFMR3 | FIRON | E_PASP | -0.035436 | LD | Midland
LDLXFMR1 | TJPOD | E_PASP | -0.035428 | LD | Midland
LDLXFMR2 | TJPOD | E_PASP | -0.035428 | LD | Midland
LDXFMR1 | MKNGB | E_PASP | -0.035422 | LD | Midland
LDLXFMR2 | MKNGB | E_PASP | -0.035422 | LD | Midland
LTCXFMR1 | MRNFD | E_PASP | -0.035416 | LD | Martin
PWT1 | FRPOI | E_PASP | -0.035399 | LD | Andrews
PWT2 | FRPOI | E_PASP | -0.035399 | LD | Andrews
LDBDPOI | BDPOI | E_PASP | -0.035398 | LD | Andrews
LDXFMR2 | BDPOI | E_PASP | -0.035398 | LD | Andrews
LD202 | MABTX | E_PASP | -0.035394 | LD | Andrews
LD203 | MABTX | E_PASP | -0.035394 | LD | Andrews
LD201 | MABTX | E_PASP | -0.035394 | LD | Andrews
XFMR1 | JDPOD | E_PASP | -0.035386 | LD | Midland
LDLXFMR1 | MDESA | E_PASP | -0.03535 | LD | Midland
LTCXFMR2 | MDESA | E_PASP | -0.03535 | LD | Midland
LDLXFMR1 | ALKLK | E_PASP | -0.035341 | LD | Martin
LDLXFMR2 | ALKLK | E_PASP | -0.035341 | LD | Martin
LOAD1 | NLAMESA | E_PASP | -0.035341 | LD | Dawson
LOAD1 | PATRICIA | E_PASP | -0.035341 | LD | Dawson
LOAD1 | WSLAMESA | E_PASP | -0.035341 | LD | Dawson
SFR5TR2 | SALTFLAT | E_PASP | -0.035336 | LD | Midland
SFR5TR1 | SALTFLAT | E_PASP | -0.035336 | LD | Midland
MOBILE | DRIVER | E_PASP | -0.035312 | LD | Midland
DRV5TR2 | DRIVER | E_PASP | -0.035312 | LD | Midland
DRV5TR1 | DRIVER | E_PASP | -0.035312 | LD | Midland
DRV5TR4 | DRIVER | E_PASP | -0.035312 | LD | Midland
TR5 | HUTT_SW | E_PASP | -0.035312 | LD | Midland
TR4 | HUTT_SW | E_PASP | -0.035312 | LD | Midland
TR3 | HUTT_SW | E_PASP | -0.035312 | LD | Midland
TR2 | HUTT_SW | E_PASP | -0.035312 | LD | Midland
TR1 | HUTT_SW | E_PASP | -0.035312 | LD | Midland
LOAD1 | PIONR_DJ | E_PASP | -0.035312 | LD | Midland
HAD5TR1 | HDCL_CNR | E_PASP | -0.035305 | LD | Reagan
XFMR1 | GLSCK | E_PASP | -0.035299 | LD | Glasscock
MOBILE | CANAL_RD | E_PASP | -0.035297 | LD | Upton
CNL5TR1 | CANAL_RD | E_PASP | -0.035297 | LD | Upton
LDLXFMR2 | CANAL_RD | E_PASP | -0.035297 | LD | Upton
LDXFMR2 | GODRD | E_PASP | -0.035294 | LD | Midland
LDLXFMR1 | SLTLK | E_PASP | -0.035283 | LD | Midland
LDLXFMR4 | SLTLK | E_PASP | -0.035283 | LD | Midland
LDLXFMR2 | SLTLK | E_PASP | -0.035283 | LD | Midland
LDLXFMR3 | SLTLK | E_PASP | -0.035283 | LD | Midland
LOAD_1 | CRMW7 | E_PASP | -0.035281 | LD | Midland
LDLXFMR3 | MDLNW | E_PASP | -0.035268 | LD | Midland
LDLXFMR1 | MDLNW | E_PASP | -0.035268 | LD | Midland
LDLXFMR2 | MDLNW | E_PASP | -0.035268 | LD | Midland
LDLXFMR4 | MDLNW | E_PASP | -0.035268 | LD | Midland
PRH5TR1 | PRONGHRN | E_PASP | -0.035261 | LD | Midland
ENDEV_LD | PRONGHRN | E_PASP | -0.035261 | LD | Midland
LOAD1 | SANW | E_PASP | -0.035259 | LD | Tom Green
XFMR1 | SLPOD | E_PASP | -0.035255 | LD | Reagan
LOAD1 | BUSBY | E_PASP | -0.035252 | LD | Irion
LDXFMR3 | TZPOI | E_PASP | -0.03524 | LD | Martin
LDXFMR4 | TZPOI | E_PASP | -0.03524 | LD | Martin
LDXFMR1 | TZPOI | E_PASP | -0.03524 | LD | Martin
LDXFMR1 | KWPOD | E_PASP | -0.035222 | LD | Martin
LDLXFMR2 | ADMDS | E_PASP | -0.035218 | LD | Midland
LDXFMR1 | ADMDS | E_PASP | -0.035218 | LD | Midland
TRMV01 | SCPOI | E_PASP | -0.035217 | LD | Martin
LDXFMR1 | GODRD | E_PASP | -0.035191 | LD | Midland
LDLXFMR2 | WNDWD | E_PASP | -0.035188 | LD | Midland
LDXFMR1 | WNDWD | E_PASP | -0.035188 | LD | Midland
LDLXFMR2 | FGPOD | E_PASP | -0.035163 | LD | Midland
LDLXFMR1 | FGPOD | E_PASP | -0.035163 | LD | Midland
XFMR1 | CLPOD | E_PASP | -0.03516 | LD | Midland
XFMR2 | CLPOD | E_PASP | -0.03516 | LD | Midland
BUDA_T3 | BUDA | E_PASP | -0.03516 | LD | Hays
BUDA_T1 | BUDA | E_PASP | -0.03516 | LD | Hays
CENTEXT4 | CENTEX | E_PASP | -0.03516 | LD | Hays
CENTEXT3 | CENTEX | E_PASP | -0.03516 | LD | Hays
CENTEXT2 | CENTEX | E_PASP | -0.03516 | LD | Hays
CENTEXT1 | CENTEX | E_PASP | -0.03516 | LD | Hays
LDXFMR1 | MDDTN | E_PASP | -0.035155 | LD | Midland
LDXFMR2 | MDDTN | E_PASP | -0.035151 | LD | Midland
LDLXFMR2A | MDLNE | E_PASP | -0.035151 | LD | Midland
LDLXFMR1A | MDLNE | E_PASP | -0.035151 | LD | Midland
LOAD | INDNNWP | E_PASP | -0.035081 | LD | Pecos
RGO5TR1 | RINGO | E_PASP | -0.035062 | LD | Reagan
RGOMOBILE | RINGO | E_PASP | -0.035062 | LD | Reagan
LDMOBILE | RINGO | E_PASP | -0.035062 | LD | Reagan
XFMR1 | SHPWK | E_PASP | -0.035039 | LD | Reagan
XFMR2 | SHPWK | E_PASP | -0.035039 | LD | Reagan
LDLXFMR3 | SHPWK | E_PASP | -0.035039 | LD | Reagan
XFMR1 | CTFLD | E_PASP | -0.035029 | LD | Midland
LDMOBILE | CTFLD | E_PASP | -0.035029 | LD | Midland
LDLXFMR2 | CTFLD | E_PASP | -0.035029 | LD | Midland
LOAD1 | SAMATHIS | E_PASP | -0.035027 | LD | Tom Green
LDLXFMR1 | ERPOD | E_PASP | -0.035004 | LD | Midland
SMD5TR1 | SMIDLAND | E_PASP | -0.035001 | LD | Midland
LDMOBILE | SMIDLAND | E_PASP | -0.035001 | LD | Midland
LDXFMR1 | AUPOI | E_PASP | -0.034983 | LD | Midland
LDXFMR2 | AUPOI | E_PASP | -0.034983 | LD | Midland
LTXFMR1 | TXHRV | E_PASP | -0.034981 | LD | Midland
LDLT1 | PDPOD | E_PASP | -0.034965 | LD | Midland
LDLT2 | PDPOD | E_PASP | -0.034965 | LD | Midland
BLA5TR1 | BLUEACRE | E_PASP | -0.034945 | LD | Midland
LDXFMR1 | PECKS | E_PASP | -0.034942 | LD | Midland
LDLXFMR1 | BRNCH | E_PASP | -0.034941 | LD | Midland
LDLXFMR5 | BRNCH | E_PASP | -0.034941 | LD | Midland
LDLXFMR4 | BRNCH | E_PASP | -0.034941 | LD | Midland
LDLXFMR3 | BRNCH | E_PASP | -0.034941 | LD | Midland
LDLXFMR1 | 36POD | E_PASP | -0.034909 | LD | Glasscock
LOAD1 | KETCHUM | E_PASP | -0.034897 | LD | Irion
MOBILE | STILES | E_PASP | -0.034866 | LD | Reagan
STI5TR1 | STILES | E_PASP | -0.034866 | LD | Reagan
T1 | CROSSWI | E_PASP | -0.034862 | LD | Hays
CEDAVAT2 | CEDAVA | E_PASP | -0.034849 | LD | Travis
CEDAVAT1 | CEDAVA | E_PASP | -0.034849 | LD | Travis
YOSMOBILE | YOSEMITE | E_PASP | -0.034824 | LD | Midland
YOS5TR1 | YOSEMITE | E_PASP | -0.034824 | LD | Midland
PGV5TR2 | PECN_GRV | E_PASP | -0.034804 | LD | Midland
PGVMOBILE | PECN_GRV | E_PASP | -0.034804 | LD | Midland
PGV5TR1 | PECN_GRV | E_PASP | -0.034804 | LD | Midland
LOAD1 | AIRP | E_PASP | -0.034729 | LD | Pecos
LOAD1 | DISCOVER | E_PASP | -0.034729 | LD | Pecos
LOAD1 | IRAAN | E_PASP | -0.034729 | LD | Pecos
LOAD1 | MARATHON | E_PASP | -0.034729 | LD | Pecos
RKY5TR1 | RCKYROAD | E_PASP | -0.034722 | LD | Reagan
RKYMOBILE | RCKYROAD | E_PASP | -0.034722 | LD | Reagan
XFMR1 | GEPOD | E_PASP | -0.034708 | LD | Midland
XFMR2 | GEPOD | E_PASP | -0.034708 | LD | Midland
LDXFMR1 | MDBSN | E_PASP | -0.034708 | LD | Midland
LDXFMR1 | MDGLF | E_PASP | -0.034708 | LD | Midland
LDLXFMR1 | DWIND | E_PASP | -0.034678 | LD | Glasscock
LOAD1 | SANTARIT | E_PASP | -0.034661 | LD | Reagan
LOAD2 | SANTARIT | E_PASP | -0.034661 | LD | Reagan
RNT_LOAD | ROUGHNTP | E_PASP | -0.034626 | LD | Martin
TCYMOBILE | TALLCITY | E_PASP | -0.034605 | LD | Midland
EST5TR1 | ESTILES | E_PASP | -0.034576 | LD | Reagan
TRI5TR1 | TRIANGLE | E_PASP | -0.034521 | LD | Martin
LDLXFMR2 | TRIANGLE | E_PASP | -0.034521 | LD | Martin
LDLXFMR1 | GRDNE | E_PASP | -0.0345 | LD | Glasscock
BUFMOBILE | BUFFALO | E_PASP | -0.034452 | LD | Martin
BUF5TR1 | BUFFALO | E_PASP | -0.034452 | LD | Martin
PSEUDO_LOAD1 | DSKYWND1 | E_PASP | -0.034368 | LD | Pecos
DATACENTER_1 | DSKYWND1 | E_PASP | -0.034368 | LD | Pecos
DATACENTER_2 | DSKYWND1 | E_PASP | -0.034368 | LD | Pecos
LOAD1 | TANK | E_PASP | -0.034365 | LD | Tom Green
ELBOW_CREEK | ELB | E_PASP | -0.034314 | LD | Howard
ELBLD1 | ELB | E_PASP | -0.034314 | LD | Howard
ELBLD2 | ELB | E_PASP | -0.034314 | LD | Howard
ELBLD3 | ELB | E_PASP | -0.034314 | LD | Howard
PC1_LOAD | PC_NORTH | E_PASP | -0.034314 | LD | Howard
PC3_LOAD1 | PC_SOUTH | E_PASP | -0.034314 | LD | Sterling
PC2_LOAD | PC_SOUTH | E_PASP | -0.034314 | LD | Sterling
PC3_LOAD2 | PC_SOUTH | E_PASP | -0.034314 | LD | Sterling
LDLXFMR3 | STANT | E_PASP | -0.034309 | LD | Martin
LDLXFMR4 | STANT | E_PASP | -0.034309 | LD | Martin
XFMR1 | BLISS | E_PASP | -0.034307 | LD | Glasscock
STL5TR1 | STLWRNCE | E_PASP | -0.034306 | LD | Glasscock
STLMOBILE | STLWRNCE | E_PASP | -0.034306 | LD | Glasscock
GLR5TR1 | GLSRANCH | E_PASP | -0.034269 | LD | Martin
GLR5TR2 | GLSRANCH | E_PASP | -0.034269 | LD | Martin
GLRMOBILE | GLSRANCH | E_PASP | -0.034269 | LD | Martin
LOAD1 | MESAVIEW | E_PASP | -0.034252 | LD | Pecos
CLDXFMR | WSHPD | E_PASP | -0.034239 | LD | Martin
LDLXFMR2 | AIRPK | E_PASP | -0.034236 | LD | Howard
LDLXFMR1 | AIRPK | E_PASP | -0.034236 | LD | Howard
LDXFMR1 | BSPRW | E_PASP | -0.034236 | LD | Howard
LDLXFMR2 | BSPRW | E_PASP | -0.034236 | LD | Howard
STATION_SERVIC | SWEC | E_PASP | -0.034236 | LD | Martin
XFMR1 | REDPD | E_PASP | -0.034222 | LD | Martin
LOAD1 | HARALD | E_PASP | -0.034222 | LD | Glasscock
LOAD1 | NBOHR | E_PASP | -0.034222 | LD | Glasscock
LOAD1 | RSNAKE | E_PASP | -0.034222 | LD | Glasscock
LOAD2 | RSNAKE | E_PASP | -0.034222 | LD | Glasscock
DC2 | RSNAKE | E_PASP | -0.034222 | LD | Glasscock
DC1 | RSNAKE | E_PASP | -0.034222 | LD | Glasscock
ENS5TR1 | EINSTEIN | E_PASP | -0.034209 | LD | Glasscock
ENSMOBILE | EINSTEIN | E_PASP | -0.034209 | LD | Glasscock
LOAD1 | ORNT | E_PASP | -0.034206 | LD | Tom Green
LOAD1 | LACY_CRK | E_PASP | -0.034206 | LD | Glasscock
LOAD2 | LACY_CRK | E_PASP | -0.034206 | LD | Glasscock
XFMR1 | RLPOD | E_PASP | -0.034085 | LD | Martin
SRH5TR1 | SLSRANCH | E_PASP | -0.034085 | LD | Martin
SRHMOBILE | SLSRANCH | E_PASP | -0.034085 | LD | Martin
LOAD1 | GIGA_ESS | E_PASP | -0.034059 | LD | Travis
CHARGE | GIGA_ESS | E_PASP | -0.034059 | LD | Travis
BESS_AUX | GIGA_ESS | E_PASP | -0.034059 | LD | Travis
T1 | HORNSB | E_PASP | -0.034059 | LD | Travis
T2 | HORNSB | E_PASP | -0.034059 | LD | Travis
NDM5TR1 | NATDAM | E_PASP | -0.03403 | LD | Howard
FOR_LOAD | MCDLD | E_PASP | -0.03401 | LD | Glasscock
SAN_LOAD | MCDLD | E_PASP | -0.03401 | LD | Glasscock
LOAD1 | CRM2 | E_PASP | -0.033996 | LD | Tom Green
T2 | TURNER | E_PASP | -0.033968 | LD | Hays
TURNERT1 | TURNER | E_PASP | -0.033968 | LD | Hays
LOAD1 | GALLOWAY | E_PASP | -0.033967 | LD | Concho
LOAD2 | GALLOWAY | E_PASP | -0.033967 | LD | Concho
LOAD_1_E | MAVCRK_E | E_PASP | -0.033967 | LD | Concho
LOAD2_E | MAVCRK_E | E_PASP | -0.033967 | LD | Concho
LOAD1_W | MAVCRK_W | E_PASP | -0.033967 | LD | Concho
LOAD2_W | MAVCRK_W | E_PASP | -0.033967 | LD | Concho
CRV5TR1 | CRTRVLLE | E_PASP | -0.03395 | LD | Glasscock
LDXFMR1 | TRPOD | E_PASP | -0.033915 | LD | Martin
LDXFMR2 | TRPOD | E_PASP | -0.033915 | LD | Martin
LDLXFMR3 | TRPOD | E_PASP | -0.033915 | LD | Martin
LDLXFMR1 | GLSCN | E_PASP | -0.033905 | LD | Glasscock
LOAD1 | RCKHOLW | E_PASP | -0.033848 | LD | Reagan
LOAD1 | ENTRPS2 | E_PASP | -0.033839 | LD | Coke
LOAD1 | TENYE | E_PASP | -0.033839 | LD | Coke
LDXFMR1 | FORSN | E_PASP | -0.033816 | LD | Glasscock
LDLXFMR2 | FORSN | E_PASP | -0.033816 | LD | Glasscock
LD1 | OWF | E_PASP | -0.033816 | LD | Howard
REB5TR1 | DEWEY | E_PASP | -0.033775 | LD | Glasscock
REB5TR2 | DEWEY | E_PASP | -0.033775 | LD | Glasscock
XFMR1 | MDPOD | E_PASP | -0.033775 | LD | Midland
XFMR1 | SLKPD | E_PASP | -0.033775 | LD | Midland
LDXFMR1 | WRPOD | E_PASP | -0.033775 | LD | Glasscock
EILMOBILE | EILAND | E_PASP | -0.03377 | LD | Glasscock
EIL5TR1 | EILAND | E_PASP | -0.03377 | LD | Glasscock
XFMR1 | BEALS | E_PASP | -0.033761 | LD | Howard
XFMR2 | BEALS | E_PASP | -0.033761 | LD | Howard
LDLXFMR3 | BEALS | E_PASP | -0.033761 | LD | Howard
XFMR1 | HILCR | E_PASP | -0.033641 | LD | Howard
XFMR2 | GRADY | E_PASP | -0.033562 | LD | Martin
XFMR1 | GRADY | E_PASP | -0.033562 | LD | Martin
LOAD1 | MERT | E_PASP | -0.033561 | LD | Irion
69_12 | LYTLE2 | E_PASP | -0.03351 | LD | Medina
LOAD1 | MERTZON | E_PASP | -0.033491 | LD | Irion
LDXFMR1A | BSCRM | E_PASP | -0.03349 | LD | Howard
LDLXFMR2 | BSPSW | E_PASP | -0.03349 | LD | Howard
LXFMR1 | LWPOD | E_PASP | -0.03349 | LD | Howard
LDXFMR5 | COSDN | E_PASP | -0.033471 | LD | Howard
XFMR1 | COSDN | E_PASP | -0.033471 | LD | Howard
XFMR2 | COSDN | E_PASP | -0.033471 | LD | Howard
XFMR3 | COSDN | E_PASP | -0.033471 | LD | Howard
XFMR4 | COSDN | E_PASP | -0.033471 | LD | Howard
LDXFMR1 | BSGUL | E_PASP | -0.033365 | LD | Howard
LDLXFMR1 | BSPSW | E_PASP | -0.033365 | LD | Howard
LDLXFMR1 | CHALK | E_PASP | -0.033365 | LD | Howard
LOAD1 | SGMTN | E_PASP | -0.033365 | LD | Howard
LOAD1 | STRLPMP | E_PASP | -0.033365 | LD | Sterling
LOAD1 | CRMWD5 | E_PASP | -0.033365 | LD | Sterling
LOAD1 | PANAMERI | E_PASP | -0.033365 | LD | Sterling
LOAD1 | PERKINSP | E_PASP | -0.033365 | LD | Coke
LOAD1 | ROLLANS | E_PASP | -0.033365 | LD | Sterling
LOAD1 | SILVER | E_PASP | -0.033365 | LD | Coke
LOAD1 | SPADERAN | E_PASP | -0.033365 | LD | Sterling
LOAD1 | STER | E_PASP | -0.033365 | LD | Sterling
LOAD1 | STERLING | E_PASP | -0.033365 | LD | Sterling
XFMR1 | BRELN | E_PASP | -0.033347 | LD | Howard
SRC_PUN | CARBN | E_PASP | -0.03331 | LD | Howard
LOAD1 | SHELLPOW | E_PASP | -0.033294 | LD | Reagan
LOAD1 | RUSSEKST | E_PASP | -0.033254 | LD | Reagan
LOAD2 | RUSSEKST | E_PASP | -0.033254 | LD | Reagan
COHMA_LD2 | COHMA | E_PASP | -0.033209 | LD | Howard
LDXFMR1 | COHMA | E_PASP | -0.033209 | LD | Howard
LDXFMR2 | COHMA | E_PASP | -0.033209 | LD | Howard
ELLOAD | ELBOW | E_PASP | -0.033199 | LD | Howard
LD1 | TOSBATT | E_PASP | -0.033199 | LD | Howard
TP_456 | TRADPOST | E_PASP | -0.033192 | LD | Travis
TP_789 | TRADPOST | E_PASP | -0.033192 | LD | Travis
TP_123 | TRADPOST | E_PASP | -0.033192 | LD | Travis
XFMR1 | HOWRD | E_PASP | -0.033091 | LD | Howard
LDXFMR1 | IATMG | E_PASP | -0.033091 | LD | Howard
XFMR1 | LNPOD | E_PASP | -0.032969 | LD | Martin
XFMR2 | LNPOD | E_PASP | -0.032969 | LD | Martin
LDLXFMR1 | FLAND | E_PASP | -0.032954 | LD | Martin
LDLXFMR2 | FLAND | E_PASP | -0.032954 | LD | Martin
LDXFMR1 | WTGNPM | E_PASP | -0.032933 | LD | Howard
LD1 | BIGLAKE | E_PASP | -0.032931 | LD | Reagan
LOAD1 | EXKE | E_PASP | -0.032931 | LD | Reagan
LOAD2 | EXKE | E_PASP | -0.032931 | LD | Reagan
LDLXFMR1 | NAVIG | E_PASP | -0.032923 | LD | Mitchell
SATB | MGSES | E_PASP | -0.032923 | LD | Mitchell
SATA | MGSES | E_PASP | -0.032923 | LD | Mitchell
LDXFMR1 | WBROK | E_PASP | -0.032884 | LD | Mitchell
LDXFMR2 | WBROK | E_PASP | -0.032884 | LD | Mitchell
LOAD1 | POWELLFI | E_PASP | -0.032872 | LD | Crockett
LDWHPOD | WHPOD | E_PASP | -0.032858 | LD | Howard
L1 | LONEWOLF | E_PASP | -0.032815 | LD | Mitchell
LOAD1 | RTS | E_PASP | -0.032765 | LD | McCulloch
LOAD1 | RTS2 | E_PASP | -0.032765 | LD | McCulloch
LOAD2 | RTS2 | E_PASP | -0.032765 | LD | McCulloch
LOAD1 | LGD | E_PASP | -0.032649 | LD | Tom Green
LOAD1 | PHBL | E_PASP | -0.032643 | LD | Reagan
LOAD1 | WOLFBERR | E_PASP | -0.032586 | LD | Reagan
LOAD2 | WOLFBERR | E_PASP | -0.032586 | LD | Reagan
XFMR1 | MSRPD | E_PASP | -0.03258 | LD | Mitchell
LOAD1 | BARNHRT | E_PASP | -0.032565 | LD | Irion
SLM5TR1 | SALTMINE | E_PASP | -0.032556 | LD | Mitchell
LOAD1 | BARNHART | E_PASP | -0.032542 | LD | Irion
LOAD1 | BALLINGE | E_PASP | -0.032539 | LD | Runnels
LOAD1 | STRS | E_PASP | -0.032535 | LD | Crockett
AIRMOBILE | AIRPRTRD | E_PASP | -0.03247 | LD | Mitchell
AIR5TR1 | AIRPRTRD | E_PASP | -0.03247 | LD | Mitchell
BDG5TR1 | BULLDOG | E_PASP | -0.03243 | LD | Howard
LDLXFMR2 | BULLDOG | E_PASP | -0.03243 | LD | Howard
XFMR1 | RSPOD | E_PASP | -0.032352 | LD | Martin
XFMR2 | RSPOD | E_PASP | -0.032352 | LD | Martin
XFMR1 | OCPOD | E_PASP | -0.032292 | LD | Martin
XFMR2 | OCPOD | E_PASP | -0.032292 | LD | Martin
STATION_SERVIC | TTWEC | E_PASP | -0.032261 | LD | Nolan
CHAD_1 | FT_CHADB | E_PASP | -0.032252 | LD | Coke
LDLXFMR1 | CLCTY | E_PASP | -0.032233 | LD | Mitchell
LOAD1 | SILV | E_PASP | -0.032197 | LD | Coke
LOAD1 | EDIT | E_PASP | -0.032176 | LD | Coke
LOAD1 | SPENCE | E_PASP | -0.032176 | LD | Coke
LOAD1 | ROBL | E_PASP | -0.032158 | LD | Coke
LOAD1 | AMBR | E_PASP | -0.032149 | LD | Coke
LOAD1 | BRONTE | E_PASP | -0.032139 | LD | Coke
LOAD1 | ATBR | E_PASP | -0.032131 | LD | Coke
LOAD1 | MILES | E_PASP | -0.032102 | LD | Runnels
LOAD1 | ROWE | E_PASP | -0.032088 | LD | Runnels
LOAD1 | CRMWD1 | E_PASP | -0.032072 | LD | Concho
LOAD1 | ENTLKIVI | E_PASP | -0.032072 | LD | Concho
LOAD1 | EOLA | E_PASP | -0.032072 | LD | Concho
LOAD1 | PAINTROC | E_PASP | -0.032072 | LD | Concho
BRN5TR1 | BROWN | E_PASP | -0.032032 | LD | Martin
LOAD-BOOSTER | IVEYBSTR | E_PASP | -0.031998 | LD | Runnels
LOAD1-INTAKE | IVEYINTK | E_PASP | -0.031998 | LD | Coleman
LOAD1 | HATC | E_PASP | -0.031911 | LD | Runnels
CTE5TR1 | COYOTE | E_PASP | -0.031842 | LD | Howard
CTEMOBILE | COYOTE | E_PASP | -0.031842 | LD | Howard
LDLXFMR4 | COYOTE | E_PASP | -0.031842 | LD | Howard
LDLXFMR1 | SWDTN | E_PASP | -0.03184 | LD | Nolan
LOAD_1 | HAYNES | E_PASP | -0.031819 | LD | Nolan
LDXFMR1 | AMOCO | E_PASP | -0.03181 | LD | Scurry
LDXFMR1 | CLBSN | E_PASP | -0.03181 | LD | Scurry
LDLXFMR1 | CGRSW | E_PASP | -0.031784 | LD | Mitchell
LDXFMR1 | DNPOD | E_PASP | -0.031784 | LD | Scurry
LDXFMR2 | DNPOD | E_PASP | -0.031784 | LD | Scurry
LDLXFMR1 | PLOWB | E_PASP | -0.031763 | LD | Nolan
LOAD1 | VALYCRK | E_PASP | -0.031721 | LD | Nolan
LOAD2 | VALYCRK | E_PASP | -0.031721 | LD | Nolan
LDXFMR1 | IRASB | E_PASP | -0.0317 | LD | Scurry
LOAD1 | YUCCA | E_PASP | -0.031674 | LD | Crockett
PARASITIC | HHOLLOW2 | E_PASP | -0.031664 | LD | Taylor
LOAD1 | HHOLLOW3 | E_PASP | -0.031664 | LD | Nolan
LOAD1 | H_HOLLOW | E_PASP | -0.031664 | LD | Taylor
LDLXFMR1 | SWTWR | E_PASP | -0.031638 | LD | Nolan
LDLXFMR2A | SWTWR | E_PASP | -0.031638 | LD | Nolan
LDXFMR2 | LKTMS | E_PASP | -0.031617 | LD | Scurry
LDXFMR1 | LKTMS | E_PASP | -0.031617 | LD | Scurry
LDXFMR1 | SCURY | E_PASP | -0.031617 | LD | Scurry
LOAD1 | WINT | E_PASP | -0.031587 | LD | Runnels
LOAD1 | MARYNEAL | E_PASP | -0.031573 | LD | Nolan
LOADSW2 | SWEETWN2 | E_PASP | -0.031573 | LD | Nolan
LTCXFMR1 | FLGRV | E_PASP | -0.031535 | LD | Howard
LOAD1 | GUNMTN | E_PASP | -0.031535 | LD | Howard
LDXFMR1 | GYVLM | E_PASP | -0.031535 | LD | Howard
LDMOBILE | GYVLM | E_PASP | -0.031535 | LD | Howard
XFMR1 | HPPOD | E_PASP | -0.031535 | LD | Howard
XFMR2 | HPPOD | E_PASP | -0.031535 | LD | Howard
CXFMR1 | HWPOD | E_PASP | -0.031535 | LD | Howard
CXFMR2 | HWPOD | E_PASP | -0.031535 | LD | Howard
LDXFMR1 | KNOTT | E_PASP | -0.031535 | LD | Howard
LDLXFMR1 | VINNY | E_PASP | -0.031535 | LD | Howard
LDXFMR1 | SCSFE | E_PASP | -0.031527 | LD | Scurry
LDUSGPSM2 | USGYP | E_PASP | -0.031524 | LD | Nolan
LDUSGPSM1 | USGYP | E_PASP | -0.031524 | LD | Nolan
KCH5TR1 | KOCH | E_PASP | -0.031524 | LD | Howard
XFMR2 | LUTHER | E_PASP | -0.031517 | LD | Howard
LUT5TR1 | LUTHER | E_PASP | -0.031517 | LD | Howard
L1 | STWF | E_PASP | -0.031492 | LD | Nolan
PSUEDO_LOAD1 | TRENT | E_PASP | -0.031492 | LD | Nolan
PSUEDO_LOAD2 | TRENT | E_PASP | -0.031492 | LD | Nolan
PSUEDO_LOAD3 | TRENT | E_PASP | -0.031492 | LD | Nolan
LDXFMR1 | BHILL | E_PASP | -0.031484 | LD | Nolan
LOAD2 | HOLSTEIN | E_PASP | -0.031479 | LD | Nolan
LOAD1 | HOLSTEIN | E_PASP | -0.031479 | LD | Nolan
LOAD1 | NOVICE | E_PASP | -0.031479 | LD | Coleman
LOAD1 | MIDW | E_PASP | -0.031473 | LD | Crockett
LOAD1 | RADN_SLR | E_PASP | -0.031473 | LD | Brown
LOAD2 | RADN_SLR | E_PASP | -0.031473 | LD | Brown
MECPLNL1 | MECPLNVW | E_PASP | -0.031462 | LD | Scurry
SNTX1_L1 | SNTX1 | E_PASP | -0.031462 | LD | Scurry
HC_101112 | HICROSS | E_PASP | -0.031429 | LD | Travis
HC_789 | HICROSS | E_PASP | -0.031429 | LD | Travis
HC_123 | HICROSS | E_PASP | -0.031429 | LD | Travis
HC_456 | HICROSS | E_PASP | -0.031429 | LD | Travis
SW_789 | SALEM1 | E_PASP | -0.031416 | LD | Travis
SW_456 | SALEM1 | E_PASP | -0.031416 | LD | Travis
SW_123 | SALEM1 | E_PASP | -0.031416 | LD | Travis
T-2 | BEECRE | E_PASP | -0.031376 | LD | Travis
T-1 | BEECRE | E_PASP | -0.031376 | LD | Travis
T-3 | BEECRE | E_PASP | -0.031376 | LD | Travis
TM3 | BEECRE | E_PASP | -0.031376 | LD | Travis
LW_123 | LAKEWAY | E_PASP | -0.031376 | LD | Travis
LW_456 | LAKEWAY | E_PASP | -0.031376 | LD | Travis
LAKEWYT1 | LAKEWY | E_PASP | -0.031376 | LD | Travis
MFD_SS1XFMR | MARSFO | E_PASP | -0.031376 | LD | Travis
MFD_SS3XFMR | MARSFO | E_PASP | -0.031376 | LD | Travis
SPICEWT2 | SPICEW | E_PASP | -0.031376 | LD | Travis
SPICEWT1 | SPICEW | E_PASP | -0.031376 | LD | Travis
BA_123 | BARTON | E_PASP | -0.031374 | LD | Travis
BA_456 | BARTON | E_PASP | -0.031374 | LD | Travis
BA_789 | BARTON | E_PASP | -0.031374 | LD | Travis
BA_101112 | BARTON | E_PASP | -0.031374 | LD | Travis
VE_123 | VEGA | E_PASP | -0.031368 | LD | Travis
PL_131415 | PATTON | E_PASP | -0.031367 | LD | Travis
PL_123 | PATTON | E_PASP | -0.031367 | LD | Travis
PL_789 | PATTON | E_PASP | -0.031367 | LD | Travis
PL_101112 | PATTON | E_PASP | -0.031367 | LD | Travis
OH_789 | OAKHILL | E_PASP | -0.031366 | LD | Travis
OH_123 | OAKHILL | E_PASP | -0.031366 | LD | Travis
OH_456 | OAKHILL | E_PASP | -0.031366 | LD | Travis
LOAD1 | ACKRLY | E_PASP | -0.031365 | LD | Dawson
BL_789 | BRODIE | E_PASP | -0.03136 | LD | Travis
BL_123 | BRODIE | E_PASP | -0.03136 | LD | Travis
BL_456 | BRODIE | E_PASP | -0.03136 | LD | Travis
LOAD1 | TALPAATL | E_PASP | -0.031359 | LD | Coleman
LOAD2 | TALPAATL | E_PASP | -0.031359 | LD | Coleman
SL_789 | SLAUGHTE | E_PASP | -0.031357 | LD | Travis
SL_123 | SLAUGHTE | E_PASP | -0.031357 | LD | Travis
SL_456OLD | SLAUGHTE | E_PASP | -0.031357 | LD | Travis
SL_456 | SLAUGHTE | E_PASP | -0.031357 | LD | Travis
LDXFMR1 | FLNTK | E_PASP | -0.031342 | LD | Nolan
LDXFMR3 | LNSTC | E_PASP | -0.031342 | LD | Nolan
LDXFMR1 | LNSTC | E_PASP | -0.031342 | LD | Nolan
LDXFMR2 | LNSTC | E_PASP | -0.031342 | LD | Nolan
NOLNW_L1 | NWEST_TA | E_PASP | -0.031342 | LD | Nolan
LOAD2 | NWST2_TA | E_PASP | -0.031342 | LD | Nolan
LOAD1 | NWST2_TA | E_PASP | -0.031342 | LD | Nolan
LDXFMR1 | OAKCK | E_PASP | -0.031342 | LD | Nolan
LDXFMR1 | SKPOI | E_PASP | -0.031342 | LD | Nolan
CF_456 | COMMON | E_PASP | -0.031336 | LD | Travis
CF_789 | COMMON | E_PASP | -0.031336 | LD | Travis
CF_123 | COMMON | E_PASP | -0.031336 | LD | Travis
MCELTA_T1 | MCELMU | E_PASP | -0.031323 | LD | Taylor
MCELTAT2 | MCELMU | E_PASP | -0.031323 | LD | Taylor
LOAD1 | HAPV | E_PASP | -0.0313 | LD | Taylor
LOAD1 | STMBOAT | E_PASP | -0.0313 | LD | Taylor
HV_456 | HIDDENVL | E_PASP | -0.031282 | LD | Travis
HV_123 | HIDDENVL | E_PASP | -0.031282 | LD | Travis
BF_1234 | BLUFFSPG | E_PASP | -0.031274 | LD | Travis
BF_5678 | BLUFFSPG | E_PASP | -0.031274 | LD | Travis
LOAD1 | CALLAHAN | E_PASP | -0.031235 | LD | Taylor
LDLXFMR1 | DPCRK | E_PASP | -0.031231 | LD | Scurry
LDLXFMR2 | DPCRK | E_PASP | -0.031231 | LD | Scurry
LOAD1 | BUTMAN | E_PASP | -0.031228 | LD | Taylor
BW_123 | BULLHO | E_PASP | -0.031197 | LD | Travis
BW_456 | BULLHO | E_PASP | -0.031197 | LD | Travis
ESS1_CHARGE | SLCNHLS | E_PASP | -0.031145 | LD | Travis
ESS2_CHARGE | SLCNHLS | E_PASP | -0.031145 | LD | Travis
ESS1_AUX | SLCNHLS | E_PASP | -0.031145 | LD | Travis
ESS2_AUX | SLCNHLS | E_PASP | -0.031145 | LD | Travis
LAGOV1T2 | LAGOVI | E_PASP | -0.031143 | LD | Travis
LAGOV1T1 | LAGOVI | E_PASP | -0.031143 | LD | Travis
LDXFMR1 | ACRLY | E_PASP | -0.031141 | LD | Dawson
LDXFMR1 | ALYNT | E_PASP | -0.031141 | LD | Dawson
LDXFMR1 | DWSON | E_PASP | -0.031141 | LD | Dawson
LDXFMR3 | LMESA | E_PASP | -0.031141 | LD | Dawson
LDLXFMR6 | LMESA | E_PASP | -0.031141 | LD | Dawson
LDLXFMR7 | LMESA | E_PASP | -0.031141 | LD | Dawson
LDLXFMR1 | LMESA | E_PASP | -0.031141 | LD | Dawson
LDXFMR2 | LMESA | E_PASP | -0.031141 | LD | Dawson
LOAD1 | LMESASLR | E_PASP | -0.031141 | LD | Dawson
LOAD2 | LMESASLR | E_PASP | -0.031141 | LD | Dawson
LDXFMR1 | OXYSB | E_PASP | -0.031141 | LD | Dawson
LDXFMR1 | SNBRG | E_PASP | -0.031141 | LD | Dawson
LOAD | STHLMESA | E_PASP | -0.031141 | LD | Dawson
LDXFMR1 | WELCH | E_PASP | -0.031141 | LD | Dawson
LDLXFMR2 | BNEST | E_PASP | -0.031116 | LD | Travis
LDLXFMR1 | BNEST | E_PASP | -0.031116 | LD | Travis
LOAD1 | VALE | E_PASP | -0.031111 | LD | Coleman
VLM5TR1 | VEALMOOR | E_PASP | -0.031051 | LD | Borden
MOBILELD | VEALMOOR | E_PASP | -0.031051 | LD | Borden
MT35 | VEALMOOR | E_PASP | -0.031051 | LD | Borden
LOAD1 | TRNT | E_PASP | -0.031048 | LD | Taylor
LOAD1 | JIMNED | E_PASP | -0.031034 | LD | Taylor
LOAD2 | TUSCOLA | E_PASP | -0.031014 | LD | Taylor
LOAD1 | TUSCOLA | E_PASP | -0.031014 | LD | Taylor
AG_456 | ANGUS | E_PASP | -0.031012 | LD | Travis
AG_123 | ANGUS | E_PASP | -0.031012 | LD | Travis
JE_456 | JETT | E_PASP | -0.031012 | LD | Travis
JE_123 | JETT | E_PASP | -0.031012 | LD | Travis
RP_123 | RIVER | E_PASP | -0.031012 | LD | Travis
RP_789 | RIVER | E_PASP | -0.031012 | LD | Travis
BU_123 | BURLESON | E_PASP | -0.031012 | LD | Travis
BU_456 | BURLESON | E_PASP | -0.031012 | LD | Travis
BU_789 | BURLESON | E_PASP | -0.031012 | LD | Travis
BALCONT1 | BALCON | E_PASP | -0.031011 | LD | Williamson
BALCONT3 | BALCON | E_PASP | -0.031011 | LD | Williamson
BALCONT4 | BALCON | E_PASP | -0.031011 | LD | Williamson
BALCONT2 | BALCON | E_PASP | -0.031011 | LD | Williamson
LOAD1 | GOULDBSK | E_PASP | -0.030975 | LD | Coleman
LOAD1 | SCOTT | E_PASP | -0.030971 | LD | Taylor
LDLXFMR1 | KEYSB | E_PASP | -0.03097 | LD | Dawson
NAMELET2 | NAMELE | E_PASP | -0.030968 | LD | Travis
NAMLET1 | NAMELE | E_PASP | -0.030968 | LD | Travis
LDLXFMR2 | PFLGV | E_PASP | -0.030967 | LD | Travis
LDLXFMR1 | PFLGV | E_PASP | -0.030967 | LD | Travis
LDLXFMR3 | PFLGV | E_PASP | -0.030967 | LD | Travis
CC_123 | CARSON | E_PASP | -0.030953 | LD | Travis
CC_456 | CARSON | E_PASP | -0.030953 | LD | Travis
CC_789 | CARSON | E_PASP | -0.030953 | LD | Travis
BUTTERT3 | BUTTER | E_PASP | -0.030916 | LD | Williamson
BUTTERT1 | BUTTER | E_PASP | -0.030916 | LD | Williamson
BUTTERT2 | BUTTER | E_PASP | -0.030916 | LD | Williamson
LOAD1 | LONGWRTH | E_PASP | -0.030908 | LD | Fisher
LXFMR1 | RDRSE | E_PASP | -0.030907 | LD | Williamson
LXFMR2 | RDRSE | E_PASP | -0.030907 | LD | Williamson
LXFMR3 | RDRSE | E_PASP | -0.030907 | LD | Williamson
LDLXFMR1 | DBLCR | E_PASP | -0.030895 | LD | Williamson
LDLXFMR2 | DBLCR | E_PASP | -0.030895 | LD | Williamson
WHITEST1 | WHITES | E_PASP | -0.030889 | LD | Williamson
WHITEST2 | WHITES | E_PASP | -0.030889 | LD | Williamson
HEROWAYT1 | HEROWAY | E_PASP | -0.030887 | LD | Williamson
LOAD1 | MOORE_ | E_PASP | -0.030881 | LD | Taylor
LOAD1 | ECOLEMAN | E_PASP | -0.030875 | LD | Coleman
T-1 | KENTST | E_PASP | -0.030873 | LD | Williamson
T-2 | KENTST | E_PASP | -0.030873 | LD | Williamson
LOAD1 | MERK | E_PASP | -0.030869 | LD | Taylor
BLOCKHT1 | BLOCKH | E_PASP | -0.030862 | LD | Williamson
BLOCKHT2 | BLOCKH | E_PASP | -0.030862 | LD | Williamson
BLOCKHT3 | BLOCKH | E_PASP | -0.030862 | LD | Williamson
LOADT-4 | LEANDE | E_PASP | -0.030824 | LD | Williamson
LEANDET2 | LEANDE | E_PASP | -0.030824 | LD | Williamson
LEANDET3 | LEANDE | E_PASP | -0.030824 | LD | Williamson
RIDGMAT1 | RIDGMA | E_PASP | -0.030824 | LD | Williamson
SPANOAT1 | SPANOA | E_PASP | -0.030824 | LD | Williamson
AVERYT1 | AVERRA | E_PASP | -0.030819 | LD | Williamson
AVERYT2 | AVERRA | E_PASP | -0.030819 | LD | Williamson
AVERRAT3 | AVERRA | E_PASP | -0.030819 | LD | Williamson
FAIRLA | FAIRLA | E_PASP | -0.030812 | LD | Burnet
FAIRLAT1 | FAIRLA | E_PASP | -0.030812 | LD | Burnet
LOAD1 | ROBT | E_PASP | -0.030812 | LD | Taylor
CL_123 | CARDINAL | E_PASP | -0.030795 | LD | Travis
CL_456 | CARDINAL | E_PASP | -0.030795 | LD | Travis
CL_101112 | CARDINAL | E_PASP | -0.030795 | LD | Travis
CL_789 | CARDINAL | E_PASP | -0.030795 | LD | Travis
T1 | CEDARGAP | E_PASP | -0.030783 | LD | Taylor
JV_789 | JOLLYVIL | E_PASP | -0.03078 | LD | Williamson
JV_123 | JOLLYVIL | E_PASP | -0.03078 | LD | Williamson
JV_456 | JOLLYVIL | E_PASP | -0.03078 | LD | Williamson
JV_13141516 | JOLLYVIL | E_PASP | -0.03078 | LD | Williamson
LOAD1 | ELY | E_PASP | -0.030755 | LD | Taylor
LOAD1 | SANDUSKY | E_PASP | -0.03075 | LD | Taylor
LDLXFMR1 | STARR | E_PASP | -0.030737 | LD | Williamson
LOAD1 | WYLE | E_PASP | -0.030734 | LD | Taylor
LOAD1 | CANYONRO | E_PASP | -0.030718 | LD | Taylor
LOAD1 | REBECCA | E_PASP | -0.03071 | LD | Taylor
LDLXFMR1 | SACRC | E_PASP | -0.030702 | LD | Scurry
LDLXFMR2 | SACRC | E_PASP | -0.030702 | LD | Scurry
LOAD1 | COUNTRYC | E_PASP | -0.030696 | LD | Taylor
LOAD1 | TWILIGHT | E_PASP | -0.03069 | LD | Taylor
XFMR1 | SHRNE | E_PASP | -0.030687 | LD | Scurry
XFMR2 | SHRNE | E_PASP | -0.030687 | LD | Scurry
BLUEBOT2 | BLUEBO | E_PASP | -0.030685 | LD | Bastrop
BLUEBOT1 | BLUEBO | E_PASP | -0.030685 | LD | Bastrop
COLTONT1 | COLTON | E_PASP | -0.030685 | LD | Travis
COLTONT2 | COLTON | E_PASP | -0.030685 | LD | Travis
ER123 | ELROY | E_PASP | -0.030685 | LD | Travis
MENDOZT1 | MENDOZ | E_PASP | -0.030685 | LD | Caldwell
WOLFLA_MOB | WOLFLA | E_PASP | -0.030685 | LD | Bastrop
WOLFLAT2 | WOLFLA | E_PASP | -0.030685 | LD | Bastrop
WOLFLAT4 | WOLFLA | E_PASP | -0.030685 | LD | Bastrop
WYLDWOT1 | WYLDWO | E_PASP | -0.030685 | LD | Bastrop
LOAD1 | ROBY | E_PASP | -0.030659 | LD | Fisher
XFR1 | ROBY | E_PASP | -0.030659 | LD | Fisher
LOAD1 | SANA | E_PASP | -0.030659 | LD | Coleman
SEWAJU_T2 | SEWAJU | E_PASP | -0.030655 | LD | Williamson
SEWAJU_T1 | SEWAJU | E_PASP | -0.030655 | LD | Williamson
SEWAJU_T3 | SEWAJU | E_PASP | -0.030655 | LD | Williamson
LDLXFMR1 | HUTTO | E_PASP | -0.030655 | LD | Williamson
LDLXFMR2 | HUTTO | E_PASP | -0.030655 | LD | Williamson
LDLXFMR3 | HUTTO | E_PASP | -0.030655 | LD | Williamson
LOAD1 | BRAZ_WND | E_PASP | -0.030639 | LD | Scurry
LOAD2 | BRAZ_WND | E_PASP | -0.030639 | LD | Scurry
MATKMT1 | MATKM | E_PASP | -0.030639 | LD | Scurry
MATKMT2 | MATKM | E_PASP | -0.030639 | LD | Scurry
MATKMT3 | MATKM | E_PASP | -0.030639 | LD | Scurry
AUX | SPPKM | E_PASP | -0.030639 | LD | Scurry
LD5000 | SUNSW | E_PASP | -0.030639 | LD | Scurry
LD2 | SUNSW | E_PASP | -0.030639 | LD | Scurry
LOAD2 | ELMCRK | E_PASP | -0.030637 | LD | Taylor
LOAD1 | ELMCRK | E_PASP | -0.030637 | LD | Taylor
LOAD1 | WTEXGULF | E_PASP | -0.030628 | LD | Taylor
LOAD2 | WTEXGULF | E_PASP | -0.030628 | LD | Taylor
LOAD2 | ABINDUST | E_PASP | -0.030624 | LD | Taylor
LOAD1 | ABINDUST | E_PASP | -0.030624 | LD | Taylor
LOAD1 | DYESS1AB | E_PASP | -0.030623 | LD | Taylor
LOAD1 | DYESS3AB | E_PASP | -0.030623 | LD | Taylor
SP_101112 | SEAHOLM | E_PASP | -0.030621 | LD | Travis
SP_SN_T2 | SEAHOLM | E_PASP | -0.030621 | LD | Travis
SP_SN_T1 | SEAHOLM | E_PASP | -0.030621 | LD | Travis
SP_123 | SEAHOLM | E_PASP | -0.030621 | LD | Travis
SP_789 | SEAHOLM | E_PASP | -0.030621 | LD | Travis
SP_161718 | SEAHOLM | E_PASP | -0.030621 | LD | Travis
SP_131415 | SEAHOLM | E_PASP | -0.030621 | LD | Travis
SP_192021 | SEAHOLM | E_PASP | -0.030621 | LD | Travis
LOAD1 | HARTFORD | E_PASP | -0.030609 | LD | Taylor
T1 | BUBORA | E_PASP | -0.030608 | LD | Burnet
SHERSHT1 | SHERSH | E_PASP | -0.030608 | LD | Burnet
SHERSHT2 | SHERSH | E_PASP | -0.030608 | LD | Burnet
BLUFFTT1 | BLUFFT | E_PASP | -0.030608 | LD | Llano
BUC_SS1XFMR | BUCHAN | E_PASP | -0.030608 | LD | Llano
CTECBUT2 | CTECBU | E_PASP | -0.030608 | LD | Llano
CTECBUT1 | CTECBU | E_PASP | -0.030608 | LD | Llano
INK_SS1XFMR | INKSDA | E_PASP | -0.030608 | LD | Llano
LOAD1 | DYESS2AB | E_PASP | -0.030593 | LD | Taylor
AD_123 | AUSTIN | E_PASP | -0.030591 | LD | Travis
AD_456 | AUSTIN | E_PASP | -0.030591 | LD | Travis
AUS_SS1XFMR | AUSTPL | E_PASP | -0.030591 | LD | Travis
BC_91011 | BEECREEK | E_PASP | -0.030588 | LD | Travis
BC_123 | BEECREEK | E_PASP | -0.030588 | LD | Travis
BC_5678 | BEECREEK | E_PASP | -0.030588 | LD | Travis
LOAD1 | MAPLESTR | E_PASP | -0.030583 | LD | Taylor
LDXFMR1 | ASHWDS | E_PASP | -0.030582 | LD | Travis
LDXFMR2 | ASHWDS | E_PASP | -0.030582 | LD | Travis
RS_123 | RAINEYST | E_PASP | -0.030579 | LD | Travis
RS_456 | RAINEYST | E_PASP | -0.030579 | LD | Travis
RS_789 | RAINEYST | E_PASP | -0.030579 | LD | Travis
LS_123 | LAKESHOR | E_PASP | -0.03057 | LD | Travis
LS_456 | LAKESHOR | E_PASP | -0.03057 | LD | Travis
LOAD1 | OVERSTRE | E_PASP | -0.030564 | LD | Taylor
LOAD2 | MCMURRY | E_PASP | -0.030558 | LD | Taylor
LOAD1 | MCMURRY | E_PASP | -0.030558 | LD | Taylor
WA_789 | WARREN | E_PASP | -0.030557 | LD | Travis
WA_123 | WARREN | E_PASP | -0.030557 | LD | Travis
WA_456 | WARREN | E_PASP | -0.030557 | LD | Travis
LOAD1 | ROTN | E_PASP | -0.030551 | LD | Fisher
NORTH | SHELTONS | E_PASP | -0.03055 | LD | Taylor
SOUTH | SHELTONS | E_PASP | -0.03055 | LD | Taylor
LANCLOAD | ABNTHWST | E_PASP | -0.030546 | LD | Taylor
AUX | BOCO_ESS | E_PASP | -0.030543 | LD | Borden
CHARGE | BOCO_ESS | E_PASP | -0.030543 | LD | Borden
LOAD1 | JUNO | E_PASP | -0.030543 | LD | Borden
LOAD2 | JUNO | E_PASP | -0.030543 | LD | Borden
LOAD1 | LGDRAW_S | E_PASP | -0.030543 | LD | Borden
LOAD1 | MESQCRK | E_PASP | -0.030543 | LD | Dawson
LOAD2 | MESQCRK | E_PASP | -0.030543 | LD | Dawson
SRWE2_LOAD | SRWE1 | E_PASP | -0.030543 | LD | Borden
SR_LOAD | SRWE1 | E_PASP | -0.030543 | LD | Borden
PIPELIT1 | PIPELI | E_PASP | -0.030538 | LD | Williamson
LOAD1 | HRTN | E_PASP | -0.030533 | LD | Jones
LOAD1 | VOGELSTR | E_PASP | -0.030526 | LD | Taylor
BAL_T2 | BALCNRS | E_PASP | -0.030525 | LD | Travis
BAL_T1 | BALCNRS | E_PASP | -0.030525 | LD | Travis
HM_456 | HAMILTN | E_PASP | -0.030525 | LD | Travis
HM_123 | HAMILTN | E_PASP | -0.030525 | LD | Travis
HM_13141516 | HAMILTN | E_PASP | -0.030525 | LD | Travis
NL_123 | NORTHLAN | E_PASP | -0.030525 | LD | Travis
NL_131415 | NORTHLAN | E_PASP | -0.030525 | LD | Travis
ST_789 | STECK | E_PASP | -0.030525 | LD | Travis
ST_123 | STECK | E_PASP | -0.030525 | LD | Travis
ST_456 | STECK | E_PASP | -0.030525 | LD | Travis
LOAD1 | RDCANYON | E_PASP | -0.03052 | LD | Borden
GRAPMIT1 | GRAPMI | E_PASP | -0.030518 | LD | Burnet
HM_789 | HAMILTN | E_PASP | -0.030515 | LD | Travis
HM_101112 | HAMILTN | E_PASP | -0.030515 | LD | Travis
LDXFMR1 | GAILS | E_PASP | -0.030513 | LD | Borden
LOAD1 | RAINEYCR | E_PASP | -0.030513 | LD | Taylor
LDLXFMR2 | KNAPP | E_PASP | -0.03051 | LD | Scurry
LDLXFMR1 | KNAPP | E_PASP | -0.03051 | LD | Scurry
LOAD1 | OILMILL | E_PASP | -0.030509 | LD | Taylor
LOAD1 | ABWALNUT | E_PASP | -0.030493 | LD | Taylor
TR_789 | TRIDGE | E_PASP | -0.030486 | LD | Travis
TR_456 | TRIDGE | E_PASP | -0.030486 | LD | Travis
TR_123 | TRIDGE | E_PASP | -0.030486 | LD | Travis
LOAD1 | ABPOWERS | E_PASP | -0.030483 | LD | Taylor
LOAD2 | ABPOWERS | E_PASP | -0.030483 | LD | Taylor
NW_123 | NORTHWES | E_PASP | -0.030475 | LD | Williamson
NW_456 | NORTHWES | E_PASP | -0.030475 | LD | Williamson
NW_78910 | NORTHWES | E_PASP | -0.030475 | LD | Williamson
NW_11121314 | NORTHWES | E_PASP | -0.030475 | LD | Williamson
WI_123 | WILLIAMS | E_PASP | -0.030475 | LD | Travis
WI_456 | WILLIAMS | E_PASP | -0.030475 | LD | Travis
WI_789 | WILLIAMS | E_PASP | -0.030475 | LD | Travis
WI_101112 | WILLIAMS | E_PASP | -0.030475 | LD | Travis
NL_101112 | NORTHLAN | E_PASP | -0.030469 | LD | Travis
NL_789 | NORTHLAN | E_PASP | -0.030469 | LD | Travis
LDLXFMR7 | RNDRK | E_PASP | -0.030466 | LD | Williamson
LDLXFMR4 | RNDRK | E_PASP | -0.030466 | LD | Williamson
LDLXFMR5 | RNDRK | E_PASP | -0.030466 | LD | Williamson
LDLXFMR6 | RNDRK | E_PASP | -0.030466 | LD | Williamson
LOAD1 | ONYXREA | E_PASP | -0.030462 | LD | Jones
SST_1 | BULLCRK | E_PASP | -0.030439 | LD | Borden
SU_131415 | SUMMIT | E_PASP | -0.030438 | LD | Travis
SU_123 | SUMMIT | E_PASP | -0.030438 | LD | Travis
SU_456 | SUMMIT | E_PASP | -0.030438 | LD | Travis
SU_789 | SUMMIT | E_PASP | -0.030438 | LD | Travis
SU_101112 | SUMMIT | E_PASP | -0.030438 | LD | Travis
LXFMR1 | RRSTH | E_PASP | -0.030436 | LD | Williamson
LXFMR3 | RRSTH | E_PASP | -0.030436 | LD | Williamson
LXFMR2 | RRSTH | E_PASP | -0.030436 | LD | Williamson
LXFMR4 | RRSTH | E_PASP | -0.030436 | LD | Williamson
HL_456 | HWRDLN | E_PASP | -0.030433 | LD | Travis
HL_123 | HWRDLN | E_PASP | -0.030433 | LD | Travis
KL1234 | KOENIG | E_PASP | -0.030431 | LD | Travis
KL5678 | KOENIG | E_PASP | -0.030431 | LD | Travis
LOAD1 | AILEEN | E_PASP | -0.03043 | LD | Taylor
LOAD1 | WHITEAKR | E_PASP | -0.030426 | LD | Jones
CA_123 | CENAUS | E_PASP | -0.030424 | LD | Travis
CA_456 | CENAUS | E_PASP | -0.030424 | LD | Travis
WB_456 | WELLBR | E_PASP | -0.030423 | LD | Travis
WB_123 | WELLBR | E_PASP | -0.030423 | LD | Travis
LOAD1 | MOZART | E_PASP | -0.030418 | LD | Kent
LOAD1 | ROBERSON | E_PASP | -0.030418 | LD | Jones
LOAD1 | ABEAST | E_PASP | -0.030418 | LD | Taylor
LOAD1 | ROUNDTOP | E_PASP | -0.030417 | LD | Fisher
FI_123 | FIESTA | E_PASP | -0.030414 | LD | Travis
FI_456 | FIESTA | E_PASP | -0.030414 | LD | Travis
MP_456 | MAGPLANT | E_PASP | -0.030414 | LD | Travis
MP_789 | MAGPLANT | E_PASP | -0.030414 | LD | Travis
MP_123 | MAGPLANT | E_PASP | -0.030414 | LD | Travis
JL123 | JUSTINLN | E_PASP | -0.030412 | LD | Travis
JL456 | JUSTINLN | E_PASP | -0.030412 | LD | Travis
PE_5678 | PEDERNAL | E_PASP | -0.030408 | LD | Travis
PE_1234 | PEDERNAL | E_PASP | -0.030408 | LD | Travis
BR_456 | BRACKENR | E_PASP | -0.030405 | LD | Travis
BR_789 | BRACKENR | E_PASP | -0.030405 | LD | Travis
BR_123 | BRACKENR | E_PASP | -0.030405 | LD | Travis
HA_IP | HARRIS | E_PASP | -0.030403 | LD | Travis
HA_HT1W | HARRIS | E_PASP | -0.030403 | LD | Travis
HA_HT2E | HARRIS | E_PASP | -0.030403 | LD | Travis
HA_HT4S | HARRIS | E_PASP | -0.030403 | LD | Travis
HA_HT3N | HARRIS | E_PASP | -0.030403 | LD | Travis
CSEC_LD2 | CSEC | E_PASP | -0.030401 | LD | Scurry
CSEC_LD1 | CSEC | E_PASP | -0.030401 | LD | Scurry
LOAD1 | FTPHPUMP | E_PASP | -0.030382 | LD | Jones
LOAD1 | CLFK | E_PASP | -0.030364 | LD | Jones
LXFMR3 | RRNES | E_PASP | -0.030359 | LD | Williamson
LXFMR1 | RRNES | E_PASP | -0.030359 | LD | Williamson
LXFMR2 | RRNES | E_PASP | -0.030359 | LD | Williamson
LOAD1 | NUGENT | E_PASP | -0.030358 | LD | Jones
AMD_T1X | ADVANCE | E_PASP | -0.030345 | LD | Travis
AMD_T1Y | ADVANCE | E_PASP | -0.030345 | LD | Travis
LOAD1 | HAWEXXN | E_PASP | -0.030339 | LD | Jones
T1 | DOBYVI | E_PASP | -0.030337 | LD | Burnet
LOAD1 | ELMDALE | E_PASP | -0.030329 | LD | Taylor
MC_101112 | MCNEIL | E_PASP | -0.030315 | LD | Travis
MC_123 | MCNEIL | E_PASP | -0.030315 | LD | Travis
MC_789 | MCNEIL | E_PASP | -0.030315 | LD | Travis
MC_456 | MCNEIL | E_PASP | -0.030315 | LD | Travis
LOAD1 | PLST | E_PASP | -0.030312 | LD | Fisher
LOAD2 | CLRM | E_PASP | -0.030308 | LD | Kent
SR_123 | STONEY_R | E_PASP | -0.030308 | LD | Travis
GR_789OLD | GROVE | E_PASP | -0.030306 | LD | Travis
GR_123 | GROVE | E_PASP | -0.030306 | LD | Travis
GR_456OLD | GROVE | E_PASP | -0.030306 | LD | Travis
GR_456 | GROVE | E_PASP | -0.030306 | LD | Travis
GR_9101112 | GROVE | E_PASP | -0.030306 | LD | Travis
LDXFMR1 | BUEYE | E_PASP | -0.030302 | LD | Scurry
LDXFMR2 | BUEYE | E_PASP | -0.030302 | LD | Scurry
SH_456 | SANDHSYD | E_PASP | -0.03029 | LD | Travis
SH_123 | SANDHSYD | E_PASP | -0.03029 | LD | Travis
FV_123 | FISKVILL | E_PASP | -0.03028 | LD | Travis
FV_456 | FISKVILL | E_PASP | -0.03028 | LD | Travis
MT_101112 | METCENTR | E_PASP | -0.030279 | LD | Travis
MT_123 | METCENTR | E_PASP | -0.030279 | LD | Travis
MT_5678 | METCENTR | E_PASP | -0.030279 | LD | Travis
LOAD1 | PRIDDY | E_PASP | -0.030274 | LD | Mills
LOAD2 | PRIDDY | E_PASP | -0.030274 | LD | Mills
ANDICET1 | ANDICE | E_PASP | -0.030269 | LD | Williamson
ANDICET2 | ANDICE | E_PASP | -0.030269 | LD | Williamson
LOAD1 | NF_BRP | E_PASP | -0.030269 | LD | Williamson
SS_LD1 | NF_BRP | E_PASP | -0.030269 | LD | Williamson
BE_123 | BERGSTRO | E_PASP | -0.030258 | LD | Travis
BE_456 | BERGSTRO | E_PASP | -0.030258 | LD | Travis
CM_789 | CAMERON | E_PASP | -0.030254 | LD | Travis
CM_101112 | CAMERON | E_PASP | -0.030254 | LD | Travis
CM_123 | CAMERON | E_PASP | -0.030254 | LD | Travis
CM_456 | CAMERON | E_PASP | -0.030254 | LD | Travis
BERTRAT1-138 | BERTRA | E_PASP | -0.030251 | LD | Burnet
BERTRAT2-138 | BERTRA | E_PASP | -0.030251 | LD | Burnet
LOAD1 | CLYDEMAG | E_PASP | -0.030232 | LD | Callahan
6631 | DENTN | E_PASP | -0.030232 | LD | Callahan
BURNETT1 | BURNET | E_PASP | -0.030229 | LD | Burnet
BURNETT2 | BURNET | E_PASP | -0.030229 | LD | Burnet
WL_789 | WHELESS | E_PASP | -0.030225 | LD | Travis
WL_123 | WHELESS | E_PASP | -0.030225 | LD | Travis
WL_456 | WHELESS | E_PASP | -0.030225 | LD | Travis
MU_123 | MUELLER | E_PASP | -0.030192 | LD | Travis
MU_456 | MUELLER | E_PASP | -0.030192 | LD | Travis
T1 | EBABES | E_PASP | -0.030189 | LD | Burnet
SALTCREEK3 | SCK | E_PASP | -0.030184 | LD | Kent
SALTCREEK1 | SCK | E_PASP | -0.030184 | LD | Kent
SCK_LD1 | SCK | E_PASP | -0.030184 | LD | Kent
SALTCREEK2 | SCK | E_PASP | -0.030184 | LD | Kent
NARUNAT1 | NARUNA | E_PASP | -0.030179 | LD | Lampasas
LOAD1 | ANSO | E_PASP | -0.030172 | LD | Jones
COPPCVT1 | COPPCV | E_PASP | -0.030171 | LD | Lampasas
COPPCVT2 | COPPCV | E_PASP | -0.030171 | LD | Lampasas
KEMPNET1 | KEMPNE | E_PASP | -0.030171 | LD | Lampasas
LAMPAST3 | LAMPAS | E_PASP | -0.030171 | LD | Lampasas
LAMPAST2 | LAMPAS | E_PASP | -0.030171 | LD | Lampasas
LOAD1 | HAMLIN | E_PASP | -0.030168 | LD | Jones
KB_456 | KINGSBER | E_PASP | -0.030166 | LD | Travis
KB_123 | KINGSBER | E_PASP | -0.030166 | LD | Travis
CLAIRMONT1 | CLARMNT | E_PASP | -0.030165 | LD | Kent
LOAD1 | JATN | E_PASP | -0.030161 | LD | Kent
LOAD1 | HAMR | E_PASP | -0.030156 | LD | Jones
JAYTON1 | JAYTON9 | E_PASP | -0.030155 | LD | Kent
LD01 | GIRARD | E_PASP | -0.030145 | LD | Kent
LOAD1 | SAGEDRAW | E_PASP | -0.030127 | LD | Lynn
LOAD2 | SAGEDRAW | E_PASP | -0.030127 | LD | Lynn
LOAD1 | TAHOKA | E_PASP | -0.030127 | LD | Lynn
LOAD2 | TAHOKA | E_PASP | -0.030127 | LD | Lynn
LOAD1 | AFTON | E_PASP | -0.030125 | LD | Dickens
ESPUELA1 | ESPULA9 | E_PASP | -0.030125 | LD | Dickens
BLT_ESTEL | ESTELLIN | E_PASP | -0.030125 | LD | Hall
LOAD1 | FLOMOT | E_PASP | -0.030125 | LD | Motley
KALGARY1 | KAL | E_PASP | -0.030125 | LD | Crosby
LOAD1 | MATA | E_PASP | -0.030125 | LD | Motley
LOAD1 | ROARINGS | E_PASP | -0.030125 | LD | Motley
SMS1 | SMS | E_PASP | -0.030125 | LD | Kent
LOAD2 | SPUR | E_PASP | -0.030125 | LD | Dickens
LOAD1 | SPUR | E_PASP | -0.030125 | LD | Dickens
LOAD1 | TURKEY | E_PASP | -0.030125 | LD | Hall
LOAD1 | TURKEYLH | E_PASP | -0.030125 | LD | Hall
LOAD1 | WHITFLAT | E_PASP | -0.030125 | LD | Motley
LOAD1 | ANSN | E_PASP | -0.030124 | LD | Jones
CXFMR1 | TEASW | E_PASP | -0.030114 | LD | Williamson
CXFMR2 | TEASW | E_PASP | -0.030114 | LD | Williamson
STATION_SERVIC | MWEC | E_PASP | -0.030113 | LD | Dickens
LOAD1 | HUB2 | E_PASP | -0.03009 | LD | Shackelford
LOAD2 | TXHA | E_PASP | -0.030088 | LD | Fisher
LOAD1 | TXHA | E_PASP | -0.030088 | LD | Fisher
LOAD1 | SHHA | E_PASP | -0.030086 | LD | Stonewall
EB_123 | ED_BLUES | E_PASP | -0.030083 | LD | Travis
EB_456 | ED_BLUES | E_PASP | -0.030083 | LD | Travis
EB_789 | ED_BLUES | E_PASP | -0.030083 | LD | Travis
EB_101112 | ED_BLUES | E_PASP | -0.030083 | LD | Travis
ADAMSVT1 | ADAMSV | E_PASP | -0.030074 | LD | Lampasas
LOAD1 | CLYDE | E_PASP | -0.030072 | LD | Callahan
WC_789 | WALNUT | E_PASP | -0.030069 | LD | Travis
WC_101112 | WALNUT | E_PASP | -0.030069 | LD | Travis
DE_131415 | DESSAU | E_PASP | -0.030068 | LD | Travis
DE_101112 | DESSAU | E_PASP | -0.030068 | LD | Travis
DE_161718 | DESSAU | E_PASP | -0.030068 | LD | Travis
DE_192021 | DESSAU | E_PASP | -0.030068 | LD | Travis
DE_222324 | DESSAU | E_PASP | -0.030068 | LD | Travis
DE_282930 | DESSAU | E_PASP | -0.030068 | LD | Travis
DE_2526 | DESSAU | E_PASP | -0.030068 | LD | Travis
DE_123 | DESSAU | E_PASP | -0.030068 | LD | Travis
DE_456 | DESSAU | E_PASP | -0.030068 | LD | Travis
DE_789 | DESSAU | E_PASP | -0.030068 | LD | Travis
LEAKEYT1 | LEAKEY | E_PASP | -0.030047 | LD | Real
LEAKEYT2 | LEAKEY | E_PASP | -0.030047 | LD | Real
LOAD1 | AGUAYO | E_PASP | -0.030033 | LD | Mills
LOAD1 | PEAC | E_PASP | -0.030033 | LD | Stonewall
LOADT1 | LOMETA | E_PASP | -0.030031 | LD | Lampasas
BESS_CHARGE | LBRA_ESS | E_PASP | -0.030009 | LD | Guadalupe
BES_AUX | LBRA_ESS | E_PASP | -0.030009 | LD | Guadalupe
LOAD1 | DRESSY | E_PASP | -0.029995 | LD | Callahan
LOAD1 | SHINOAK | E_PASP | -0.029995 | LD | Callahan
LOAD1 | SWEN | E_PASP | -0.029983 | LD | Stonewall
LOAD1 | CONA | E_PASP | -0.029975 | LD | Stonewall
LOAD1 | STAM | E_PASP | -0.029971 | LD | Jones
LD1600 | RRWES | E_PASP | -0.029969 | LD | Williamson
LD1601 | RRWES | E_PASP | -0.029969 | LD | Williamson
LDLXFMR3 | RRWES | E_PASP | -0.029969 | LD | Williamson
LOAD1 | CROSSPLA | E_PASP | -0.029962 | LD | Callahan
LOAD1 | RIST | E_PASP | -0.029962 | LD | Eastland
XFMR2 | ROUGH | E_PASP | -0.029952 | LD | Scurry
XFMR1 | ROUGH | E_PASP | -0.029952 | LD | Scurry
SK_123 | SPRINKLE | E_PASP | -0.029949 | LD | Travis
SK_456 | SPRINKLE | E_PASP | -0.029949 | LD | Travis
ST-1 | DECKER | E_PASP | -0.029936 | LD | Travis
ST-2 | DECKER | E_PASP | -0.029936 | LD | Travis
CHP_LOAD | CHAMPION | E_PASP | -0.029936 | LD | Nolan
IND_WTGLOAD1 | INDL | E_PASP | -0.029936 | LD | Nolan
IND_WTGLOAD2 | INDL | E_PASP | -0.029936 | LD | Nolan
IND_ESSLOAD | INDL | E_PASP | -0.029936 | LD | Nolan
PYR_AUXESS2B | PYR | E_PASP | -0.029936 | LD | Scurry
PYR_WTGLOAD1 | PYR | E_PASP | -0.029936 | LD | Scurry
PYR_WTGLOAD2 | PYR | E_PASP | -0.029936 | LD | Scurry
PYR_ESS2LOADA | PYR | E_PASP | -0.029936 | LD | Scurry
PYR_ESS2LOADB | PYR | E_PASP | -0.029936 | LD | Scurry
PYR_ESSLOAD | PYR | E_PASP | -0.029936 | LD | Scurry
ROS_LOAD | TKWSW1 | E_PASP | -0.029936 | LD | Mitchell
ROS_LOAD2 | TKWSW1 | E_PASP | -0.029936 | LD | Mitchell
LOAD1 | ALBANY | E_PASP | -0.02993 | LD | Shackelford
XFR1 | ALBANY | E_PASP | -0.02993 | LD | Shackelford
EVANT_T1 | EVANT | E_PASP | -0.029926 | LD | Lampasas
LOAD1 | ASPM | E_PASP | -0.029916 | LD | Stonewall
LOAD1 | HUB1 | E_PASP | -0.029899 | LD | Shackelford
LD1 | E_BLACK | E_PASP | -0.029889 | LD | Travis
ASPERMONT1 | ASPERM9 | E_PASP | -0.029885 | LD | Stonewall
LDLXFMR3 | TLRWT | E_PASP | -0.029878 | LD | Williamson
LXFMR1 | TLRWT | E_PASP | -0.029878 | LD | Williamson
LDLXFMR2 | TLRWT | E_PASP | -0.029878 | LD | Williamson
LDLXFMR4 | TLRWT | E_PASP | -0.029878 | LD | Williamson
XFMR2 | LCPOD | E_PASP | -0.029877 | LD | Scurry
XFMR1 | LCPOD | E_PASP | -0.029877 | LD | Scurry
ENTCH_T1 | SANSAB | E_PASP | -0.029869 | LD | San Saba
ENPUSTT1 | SANSAB | E_PASP | -0.029869 | LD | San Saba
SANSABT4 | SANSAB | E_PASP | -0.029869 | LD | San Saba
SANSAB_MOB | SANSAB | E_PASP | -0.029869 | LD | San Saba
LDLXFMR2 | BANGS | E_PASP | -0.029863 | LD | Brown
LD_1 | ALBNY_FD | E_PASP | -0.029855 | LD | Shackelford
LOAD1 | BAIRD | E_PASP | -0.029852 | LD | Callahan
LOAD1 | SYLVESTR | E_PASP | -0.02985 | LD | Fisher
LOAD1 | HASR | E_PASP | -0.02985 | LD | Haskell
LOAD_1 | SOLARA | E_PASP | -0.029843 | LD | Haskell
RICHSPT1 | RICHSP | E_PASP | -0.029837 | LD | San Saba
TERRY_T1 | TERRY | E_PASP | -0.029837 | LD | San Saba
GEORSO_T1 | GEORSO | E_PASP | -0.029825 | LD | Williamson
BISSETT1 | BIS | E_PASP | -0.029765 | LD | Stonewall
LD1411 | SCRCV | E_PASP | -0.02975 | LD | Scurry
LD2 | SCRCV | E_PASP | -0.02975 | LD | Scurry
LOAD1 | CALI_CRK | E_PASP | -0.029738 | LD | Haskell
LOAD1 | STAMFPMP | E_PASP | -0.029714 | LD | Haskell
GOLDTHT1 | GOLDTH | E_PASP | -0.029705 | LD | Mills
STATION_SERVIC | GWEC | E_PASP | -0.029705 | LD | Mills
LOAD1 | MRAN | E_PASP | -0.029692 | LD | Shackelford
LOAD1 | RULE | E_PASP | -0.029688 | LD | Haskell
LDLXFMR1 | PINSW | E_PASP | -0.029684 | LD | Williamson
LDLXFMR2 | PINSW | E_PASP | -0.029684 | LD | Williamson
LDLXFMR1 | MIDNT | E_PASP | -0.029684 | LD | Williamson
LDLXFMR2 | MIDNT | E_PASP | -0.029684 | LD | Williamson
LDLXFMR1 | MALSW | E_PASP | -0.02968 | LD | Williamson
LDLXFMR2 | MALSW | E_PASP | -0.02968 | LD | Williamson
LOAD1 | HASKELL | E_PASP | -0.029658 | LD | Haskell
GLASSCT2 | GLASSC | E_PASP | -0.029645 | LD | Williamson
GLASSCT1 | GLASSC | E_PASP | -0.029645 | LD | Williamson
GLASSCT4 | GLASSC | E_PASP | -0.029645 | LD | Williamson
KING1 | KNG | E_PASP | -0.029637 | LD | King
CAMPGAT1 | CAMPGA | E_PASP | -0.029632 | LD | Caldwell
ROCHESTER1 | ROCHSTER | E_PASP | -0.029617 | LD | Haskell
LOAD1 | TXHS | E_PASP | -0.029594 | LD | Haskell
GEOREA_T1 | GEOREA | E_PASP | -0.029589 | LD | Williamson
GEOREAT2 | GEOREA | E_PASP | -0.029589 | LD | Williamson
KNOX1 | KNOX9 | E_PASP | -0.02957 | LD | Haskell
LOAD1 | KNXC | E_PASP | -0.029567 | LD | Knox
LOAD1 | WEIN | E_PASP | -0.029564 | LD | Haskell
KATZ1 | KATZP | E_PASP | -0.029558 | LD | Stonewall
GILES2 | GILL | E_PASP | -0.029543 | LD | Knox
LOAD1 | GILL | E_PASP | -0.029543 | LD | Knox
SST-1 | LNCRK | E_PASP | -0.029527 | LD | Shackelford
SST-1 | LNCRK2 | E_PASP | -0.029527 | LD | Shackelford
LOAD1 | MARGARET | E_PASP | -0.029527 | LD | Foard
LOAD1 | CANYONWD | E_PASP | -0.029526 | LD | Scurry
LOAD2 | CANYONWD | E_PASP | -0.029526 | LD | Scurry
LOAD3 | CANYONWD | E_PASP | -0.029526 | LD | Scurry
MUNDAY1 | MUNDAYR2 | E_PASP | -0.029502 | LD | Knox
LOAD1 | PUTM | E_PASP | -0.029494 | LD | Callahan
LOAD1 | BUSHKNOB | E_PASP | -0.029488 | LD | Throckmorton
LOAD1 | THRM | E_PASP | -0.029488 | LD | Throckmorton
LOAD1 | WOOD | E_PASP | -0.029488 | LD | Throckmorton
T1 | WOOD | E_PASP | -0.029488 | LD | Throckmorton
LDXFMR1 | BMRTN | E_PASP | -0.029488 | LD | Baylor
LDMOBILE | BMRTN | E_PASP | -0.029488 | LD | Baylor
LOAD1 | MUNDAYST | E_PASP | -0.029488 | LD | Knox
138_12_1 | BENJAMIN | E_PASP | -0.029478 | LD | Knox
HARRBR_T1 | HARRBR | E_PASP | -0.029477 | LD | Travis
T-2 | HARRBR | E_PASP | -0.029477 | LD | Travis
DG_456 | DAFFIN | E_PASP | -0.029394 | LD | Travis
DG_123 | DAFFIN | E_PASP | -0.029394 | LD | Travis
CHIEBR_T-2 | CHIEBR | E_PASP | -0.029366 | LD | Williamson
GABRIET4 | GABRIE | E_PASP | -0.029366 | LD | Williamson
GABRIET3 | GABRIE | E_PASP | -0.029366 | LD | Williamson
GABRIET2 | GABRIE | E_PASP | -0.029366 | LD | Williamson
TEMP_T4_PEC | GABRIE | E_PASP | -0.029366 | LD | Williamson
GEORGET1 | GEORGE | E_PASP | -0.029366 | LD | Williamson
GEORGET2 | GEORGE | E_PASP | -0.029366 | LD | Williamson
RYT1 | RIVERY | E_PASP | -0.029366 | LD | Williamson
RYT2 | RIVERY | E_PASP | -0.029366 | LD | Williamson
LOAD1 | OZONA | E_PASP | -0.029351 | LD | Crockett
T1 | OZONA | E_PASP | -0.029351 | LD | Crockett
LD1 | PANDALE | E_PASP | -0.029351 | LD | Crockett
LDXFMR1 | BRNWD | E_PASP | -0.02934 | LD | Brown
LDXFMR2 | BRNWD | E_PASP | -0.02934 | LD | Brown
LDXFMR1 | LKBRN | E_PASP | -0.02934 | LD | Brown
LOAD1 | ARROTT | E_PASP | -0.029324 | LD | Schleicher
LOAD1 | CRIS | E_PASP | -0.029324 | LD | Tom Green
69_12_1 | ELDO | E_PASP | -0.029324 | LD | Schleicher
LOAD1 | FMCK | E_PASP | -0.029324 | LD | Schleicher
LOAD1 | HULLDALE | E_PASP | -0.029324 | LD | Schleicher
LOAD2 | MIDV | E_PASP | -0.029324 | LD | Schleicher
LOAD1 | MIDV | E_PASP | -0.029324 | LD | Schleicher
LOAD1 | PAGE | E_PASP | -0.029324 | LD | Schleicher
LOAD1 | SHBA | E_PASP | -0.029324 | LD | Schleicher
ESS1_CHARGE | ENDPARKS | E_PASP | -0.029283 | LD | Scurry
ESS1_AUX | ENDPARKS | E_PASP | -0.029283 | LD | Scurry
LOAD1 | FLUVANNA | E_PASP | -0.029283 | LD | Scurry
LOAD2 | FLUVANNA | E_PASP | -0.029283 | LD | Scurry
LOAD1 | GOPHER | E_PASP | -0.029283 | LD | Borden
LOAD2 | GOPHER | E_PASP | -0.029283 | LD | Borden
LDLXFMR1 | BRNSO | E_PASP | -0.029267 | LD | Brown
LDLXFMR2 | BRNSO | E_PASP | -0.029267 | LD | Brown
NET1 | LPLNE | E_PASP | -0.029257 | LD | Lubbock
NET2 | LPLNE | E_PASP | -0.029257 | LD | Lubbock
AUX_LOAD | TY_COOKE | E_PASP | -0.029253 | LD | Lubbock
LOAD-GT2 | TY_COOKE | E_PASP | -0.029253 | LD | Lubbock
LOAD-GT3 | TY_COOKE | E_PASP | -0.029253 | LD | Lubbock
WAT2 | LPLWA | E_PASP | -0.029251 | LD | Lubbock
WAT1 | LPLWA | E_PASP | -0.029251 | LD | Lubbock
SET1 | LPLSE | E_PASP | -0.029251 | LD | Lubbock
SET2 | LPLSE | E_PASP | -0.029251 | LD | Lubbock
SLT1 | LPLSL | E_PASP | -0.029249 | LD | Lubbock
SLT2 | LPLSL | E_PASP | -0.029249 | LD | Lubbock
OLT3 | LPLOL | E_PASP | -0.029246 | LD | Lubbock
OLT4 | LPLOL | E_PASP | -0.029246 | LD | Lubbock
COT4 | LPLCO | E_PASP | -0.029243 | LD | Lubbock
COT5 | LPLCO | E_PASP | -0.029243 | LD | Lubbock
XFMR1 | CMPBW | E_PASP | -0.029216 | LD | Brown
CHT1 | LPLCH | E_PASP | -0.029209 | LD | Lubbock
CHT2 | LPLCH | E_PASP | -0.029209 | LD | Lubbock
ROBRJR_T1 | ROBRJR | E_PASP | -0.029193 | LD | Caldwell
THT1 | LPLTH | E_PASP | -0.029167 | LD | Lubbock
THT3 | LPLTH | E_PASP | -0.029167 | LD | Lubbock
THT2 | LPLTH | E_PASP | -0.029167 | LD | Lubbock
LOAD1 | PECOSRI | E_PASP | -0.029164 | LD | Crockett
LOAD1 | SHEFFIEL | E_PASP | -0.029164 | LD | Pecos
DOWNING1 | DOWNING | E_PASP | -0.029157 | LD | Comanche
HOLDER1 | HLD | E_PASP | -0.029157 | LD | Brown
NIMROD1 | NIMROD | E_PASP | -0.029157 | LD | Eastland
NIMROD2 | NIMROD | E_PASP | -0.029157 | LD | Eastland
RISINGSTR1 | RISNGSTR | E_PASP | -0.029157 | LD | Eastland
VKT4 | LPLVK | E_PASP | -0.029124 | LD | Lubbock
VKT5 | LPLVK | E_PASP | -0.029124 | LD | Lubbock
COT1 | LPLCO | E_PASP | -0.029116 | LD | Lubbock
COT2 | LPLCO | E_PASP | -0.029116 | LD | Lubbock
MCT2 | LPLMC | E_PASP | -0.029111 | LD | Lubbock
MCT1 | LPLMC | E_PASP | -0.029111 | LD | Lubbock
MCT3 | LPLMC | E_PASP | -0.029111 | LD | Lubbock
RRT1 | LPLRR | E_PASP | -0.029098 | LD | Lubbock
RRT2 | LPLRR | E_PASP | -0.029098 | LD | Lubbock
BR15-L1 | LPLBR | E_PASP | -0.029086 | LD | Lubbock
BR15-L2 | LPLBR | E_PASP | -0.029086 | LD | Lubbock
AUX_LOAD | LPLBR | E_PASP | -0.029086 | LD | Lubbock
ERT2 | LPLER | E_PASP | -0.029079 | LD | Lubbock
ERT1 | LPLER | E_PASP | -0.029079 | LD | Lubbock
ERT3 | LPLER | E_PASP | -0.029079 | LD | Lubbock
MKT1 | LPLMK | E_PASP | -0.02907 | LD | Lubbock
MKT2 | LPLMK | E_PASP | -0.02907 | LD | Lubbock
LOAD-G6 | MASSENGL | E_PASP | -0.02907 | LD | Lubbock
LOAD-G7 | MASSENGL | E_PASP | -0.02907 | LD | Lubbock
LOAD1 | TRUSCOTT | E_PASP | -0.029067 | LD | Knox
LOAD1 | TRUSHUMB | E_PASP | -0.029052 | LD | King
MDT2 | LPLMD | E_PASP | -0.02905 | LD | Lubbock
MDT3 | LPLMD | E_PASP | -0.02905 | LD | Lubbock
MDT1 | LPLMD | E_PASP | -0.02905 | LD | Lubbock
SKID1007 | MATA | E_PASP | -0.029042 | LD | Motley
PADUCAH1 | PADUCAR2 | E_PASP | -0.029042 | LD | Cottle
WEC_IMPPWR | WEC | E_PASP | -0.029042 | LD | Floyd
LOAD1 | PADC | E_PASP | -0.029037 | LD | Cottle
SHADGLT2 | SHADGL | E_PASP | -0.029026 | LD | Travis
T-1 | SHADGL | E_PASP | -0.029026 | LD | Travis
ZEPHYONC | ZEPHYR | E_PASP | -0.028995 | LD | Brown
ZEPHYR1 | ZEPHYR | E_PASP | -0.028995 | LD | Brown
LOAD1 | CLAYTNVL | E_PASP | -0.028985 | LD | Fisher
LOAD1 | WH_WIND | E_PASP | -0.028985 | LD | Fisher
LOAD2 | WH_WIND | E_PASP | -0.028985 | LD | Fisher
HWF_IMPPWR | HWF | E_PASP | -0.028959 | LD | Shackelford
NWT2 | LPLNW | E_PASP | -0.028948 | LD | Lubbock
NWT1 | LPLNW | E_PASP | -0.028948 | LD | Lubbock
LOAD-G8 | MASSENGL | E_PASP | -0.028928 | LD | Lubbock
YHT1 | LPLYH | E_PASP | -0.028917 | LD | Lubbock
YHT2 | LPLYH | E_PASP | -0.028917 | LD | Lubbock
MCADAMS1 | MCAD | E_PASP | -0.028908 | LD | Foard
LOAD1 | APOGEE | E_PASP | -0.028904 | LD | Throckmorton
LOAD2 | APOGEE | E_PASP | -0.028904 | LD | Throckmorton
LOAD3 | APOGEE | E_PASP | -0.028904 | LD | Throckmorton
LOAD4 | APOGEE | E_PASP | -0.028904 | LD | Throckmorton
LDXFMR1 | BRTLT | E_PASP | -0.028877 | LD | Williamson
LDXFMR1 | GRNGR | E_PASP | -0.028877 | LD | Williamson
LDXFMR2 | HOLND | E_PASP | -0.028877 | LD | Bell
LDXFMR1 | HOLND | E_PASP | -0.028877 | LD | Bell
LDLXFMR2 | TAYLR | E_PASP | -0.028877 | LD | Williamson
LDLXFMR1 | TAYLR | E_PASP | -0.028877 | LD | Williamson
LDLXFMR2_B | TAYLR | E_PASP | -0.028877 | LD | Williamson
LDLXFMR1_B | TAYLR | E_PASP | -0.028877 | LD | Williamson
LDLXFMR1 | PNKNY | E_PASP | -0.028873 | LD | Brown
LOAD1 | COYOTE_W | E_PASP | -0.028864 | LD | Scurry
LOAD2 | COYOTE_W | E_PASP | -0.028864 | LD | Scurry
LOAD1 | DERMOTT | E_PASP | -0.028864 | LD | Scurry
LOAD2 | DERMOTT | E_PASP | -0.028864 | LD | Scurry
LOAD1 | JADE_SLR | E_PASP | -0.028836 | LD | Scurry
LOAD2 | JADE_SLR | E_PASP | -0.028836 | LD | Scurry
LDLXFMR1 | BATLE | E_PASP | -0.028831 | LD | Williamson
LOAD1 | OZNC | E_PASP | -0.028811 | LD | Crockett
ESS1_CHARGE | RVRVLYS | E_PASP | -0.028806 | LD | Williamson
ESS1_AUX | RVRVLYS | E_PASP | -0.028806 | LD | Williamson
ESS2_CHARGE | RVRVLYS | E_PASP | -0.028806 | LD | Williamson
ESS2_AUX | RVRVLYS | E_PASP | -0.028806 | LD | Williamson
LOAD1 | CH20 | E_PASP | -0.02879 | LD | Childress
BLT_CHLD | CHLD | E_PASP | -0.02879 | LD | Childress
HENRY2 | HENRY | E_PASP | -0.02879 | LD | Childress
HENRY1 | HENRY | E_PASP | -0.02879 | LD | Childress
BESS_AUX | PALE_ESS | E_PASP | -0.028773 | LD | Hale
BES_LOAD1 | PALE_ESS | E_PASP | -0.028773 | LD | Hale
LOAD1 | CROWELL | E_PASP | -0.028768 | LD | Foard
LOAD1 | CHIL | E_PASP | -0.028766 | LD | Childress
T1 | MANOR | E_PASP | -0.028762 | LD | Travis
LOAD1 | FTWIND | E_PASP | -0.028758 | LD | Mills
DL_123 | DUNLAP | E_PASP | -0.028699 | LD | Travis
LGWT1L | LGW | E_PASP | -0.028628 | LD | Freestone
LGWT2L | LGW | E_PASP | -0.028628 | LD | Freestone
NATAL_1 | NATALISS | E_PASP | -0.028613 | LD | Medina
LOAD1 | KIRKLAND | E_PASP | -0.028591 | LD | Childress
LOAD1 | NOVA1SLR | E_PASP | -0.028568 | LD | Kent
LOAD2 | NOVA1SLR | E_PASP | -0.028568 | LD | Kent
LOAD1 | NOVA2SLR | E_PASP | -0.028568 | LD | Kent
BUTLERT1 | BUTLER | E_PASP | -0.028423 | LD | Bastrop
LDXFMR2 | JREST | E_PASP | -0.028383 | LD | Williamson
LDXFMR1 | JREST | E_PASP | -0.028383 | LD | Williamson
69_12_1 | GOODLETT | E_PASP | -0.02835 | LD | Hardeman
LOAD1 | ANDMDSLR | E_PASP | -0.028342 | LD | Scurry
LOAD2 | ANDMDSLR | E_PASP | -0.028342 | LD | Scurry
SONTERA1 | SONTERRA | E_PASP | -0.028339 | LD | Williamson
LOAD1 | ASTRA | E_PASP | -0.028335 | LD | Deaf Smith
LOAD_PUN | ASTRA | E_PASP | -0.028335 | LD | Deaf Smith
JRDWIND_LOAD2 | HRFDWIND | E_PASP | -0.028335 | LD | Deaf Smith
HEREFORD_LOAD1 | HRFDWIND | E_PASP | -0.028335 | LD | Deaf Smith
JRDWIND_LOAD1 | HRFDWIND | E_PASP | -0.028335 | LD | Deaf Smith
HEREFORD_LOAD2 | HRFDWIND | E_PASP | -0.028335 | LD | Deaf Smith
LOAD1 | MARIAH | E_PASP | -0.028335 | LD | Parmer
LOAD2 | MARIAH | E_PASP | -0.028335 | LD | Parmer
COPPERBRK1 | LIBR | E_PASP | -0.028326 | LD | Hardeman
CB_LD | CN_BRKS | E_PASP | -0.028258 | LD | Oldham
HHLD1 | CN_BRKS | E_PASP | -0.028258 | LD | Oldham
HHLD2 | CN_BRKS | E_PASP | -0.028258 | LD | Oldham
HHLD3 | CN_BRKS | E_PASP | -0.028258 | LD | Oldham
HHLD4 | CN_BRKS | E_PASP | -0.028258 | LD | Oldham
BESS_AUX | DKNS_ESS | E_PASP | -0.02824 | LD | Dickens
BES1_CHARGE | DKNS_ESS | E_PASP | -0.02824 | LD | Dickens
BES2_CHARGE | DKNS_ESS | E_PASP | -0.02824 | LD | Dickens
BES3_CHARGE | DKNS_ESS | E_PASP | -0.02824 | LD | Dickens
BES4_CHARGE | DKNS_ESS | E_PASP | -0.02824 | LD | Dickens
MPT_1 | HELIOSCR | E_PASP | -0.02824 | LD | Dickens
MPT_2 | HELIOSCR | E_PASP | -0.02824 | LD | Dickens
LOAD2 | WAKEWE | E_PASP | -0.02824 | LD | Crosby
LOAD1 | WAKEWE | E_PASP | -0.02824 | LD | Crosby
LOAD1 | COTPLNS | E_PASP | -0.028214 | LD | Floyd
LOAD1 | SPLAIN1 | E_PASP | -0.028214 | LD | Floyd
LOAD2 | SPLAIN1 | E_PASP | -0.028214 | LD | Floyd
LOAD1 | SPLAIN2 | E_PASP | -0.028214 | LD | Floyd
LOAD2 | SPLAIN2 | E_PASP | -0.028214 | LD | Floyd
LOAD1 | QUAN | E_PASP | -0.028213 | LD | Hardeman
LOAD | WEBBER_S | E_PASP | -0.028207 | LD | Travis
LD01 | CISC | E_PASP | -0.028196 | LD | Eastland
LD02 | CISC | E_PASP | -0.028196 | LD | Eastland
LOAD | SSPURTWO | E_PASP | -0.028195 | LD | Oldham
SS3_LOAD1 | SSPURTWO | E_PASP | -0.028195 | LD | Oldham
SS3_LOAD2 | SSPURTWO | E_PASP | -0.028195 | LD | Oldham
LOAD1 | GPASTURE | E_PASP | -0.028191 | LD | Baylor
LOAD2 | VERTIGO | E_PASP | -0.028191 | LD | Baylor
WEBBERT1 | WEBBER | E_PASP | -0.028169 | LD | Travis
LOAD1 | CHILLICO | E_PASP | -0.028077 | LD | Hardeman
LD2 | ALIBATES | E_PASP | -0.028055 | LD | Carson
LD1 | ALIBATES | E_PASP | -0.028055 | LD | Carson
GV1_LDA | GRANDVW1 | E_PASP | -0.028055 | LD | Carson
GV1_LDB | GRANDVW1 | E_PASP | -0.028055 | LD | Carson
COL_LDA | GRANDVW1 | E_PASP | -0.028055 | LD | Carson
COL_LDB | GRANDVW1 | E_PASP | -0.028055 | LD | Carson
LOAD1 | ROUTE_66 | E_PASP | -0.028055 | LD | Carson
LOAD1 | GOODNIT1 | E_PASP | -0.028042 | LD | Armstrong
LOAD2 | GOODNIT1 | E_PASP | -0.028042 | LD | Armstrong
LOAD1 | BRISCOE | E_PASP | -0.02801 | LD | Briscoe
LFL1 | BRISCOE | E_PASP | -0.02801 | LD | Briscoe
LFL2 | BRISCOE | E_PASP | -0.02801 | LD | Briscoe
LOAD1 | FRYE_SLR | E_PASP | -0.02801 | LD | Swisher
LOAD2 | FRYE_SLR | E_PASP | -0.02801 | LD | Swisher
LOAD1 | LHORN_N | E_PASP | -0.02801 | LD | Briscoe
LOAD2 | LHORN_N | E_PASP | -0.02801 | LD | Briscoe
LD2 | TULECNYN | E_PASP | -0.02801 | LD | Briscoe
LD1 | TULECNYN | E_PASP | -0.02801 | LD | Briscoe
PH1T1L | PH1 | E_PASP | -0.028007 | LD | Carson
PH1T2L | PH1 | E_PASP | -0.028007 | LD | Carson
PH2T2L | PH2 | E_PASP | -0.028007 | LD | Carson
PH2T1L | PH2 | E_PASP | -0.028007 | LD | Carson
LOAD1 | AMADEUS1 | E_PASP | -0.027987 | LD | Fisher
LOAD2 | AMADEUS2 | E_PASP | -0.027987 | LD | Kent
LDXFMR2 | CMNCH | E_PASP | -0.027983 | LD | Comanche
LDXFMR1 | CMNCH | E_PASP | -0.027983 | LD | Comanche
SS1 | MIAM1 | E_PASP | -0.02796 | LD | Roberts
LOAD1 | SALTFORK | E_PASP | -0.02796 | LD | Donley
LOAD2 | SALTFORK | E_PASP | -0.02796 | LD | Donley
MURRA_8 | MURRAY | E_PASP | -0.027933 | LD | Young
SHILOH1 | SHILO | E_PASP | -0.027875 | LD | Comanche
LDLXFMR1 | BTPOD | E_PASP | -0.02784 | LD | Bell
LDLXFMR2 | BTPOD | E_PASP | -0.02784 | LD | Bell
CEDARVAL1 | CEDARVAL | E_PASP | -0.02784 | LD | Bell
LDLXFMR1 | COVEE | E_PASP | -0.02784 | LD | Coryell
LDLXFMR2 | COVEE | E_PASP | -0.02784 | LD | Coryell
LDLXFMR2 | CPRCV | E_PASP | -0.02784 | LD | Coryell
LDLXFMR1 | CPRCV | E_PASP | -0.02784 | LD | Coryell
DINGDONG1 | DINGDONG | E_PASP | -0.02784 | LD | Bell
LDLXFMR1 | KFHWS | E_PASP | -0.02784 | LD | Bell
LDLXFMR2 | KFHWS | E_PASP | -0.02784 | LD | Bell
LDLXFMR1 | KILEN | E_PASP | -0.02784 | LD | Bell
LDLXFMR2 | KILEN | E_PASP | -0.02784 | LD | Bell
LDKLRCK | KLCKR | E_PASP | -0.02784 | LD | Coryell
LDLXFMR2 | KLNCC | E_PASP | -0.02784 | LD | Bell
LDLXFMR1 | KLNCC | E_PASP | -0.02784 | LD | Bell
MT30 | KLNCC | E_PASP | -0.02784 | LD | Bell
LD3 | KLNFH | E_PASP | -0.02784 | LD | Bell
LD1 | KLNFH | E_PASP | -0.02784 | LD | Bell
LD4 | KLNFH | E_PASP | -0.02784 | LD | Bell
LD2 | KLNFH | E_PASP | -0.02784 | LD | Bell
LDLXFMR1 | KLNPS | E_PASP | -0.02784 | LD | Bell
LDLXFMR2 | KLNPS | E_PASP | -0.02784 | LD | Bell
LDLXFMR1 | KLNSO | E_PASP | -0.02784 | LD | Bell
LDLXFMR2 | KLNSO | E_PASP | -0.02784 | LD | Bell
LDLXFMR2 | KLNTF | E_PASP | -0.02784 | LD | Bell
LDLXFMR1 | KLNTF | E_PASP | -0.02784 | LD | Bell
LDLXFMR1 | STAGE | E_PASP | -0.02784 | LD | Bell
TRIMMIER1 | TRIMMIER | E_PASP | -0.02784 | LD | Bell
LOAD1 | ANSON1 | E_PASP | -0.027721 | LD | Jones
LOAD1 | MISAE | E_PASP | -0.027712 | LD | Childress
LOAD2 | MISAE | E_PASP | -0.027712 | LD | Childress
LOAD1 | CHLDDATA | E_PASP | -0.027693 | LD | Childress
LDLXFMR1 | MTBCH | E_PASP | -0.027644 | LD | Eastland
LDLXFMR2 | MTBCH | E_PASP | -0.027644 | LD | Eastland
LOAD | CHURCH | E_PASP | -0.027643 | LD | Callahan
LDXFMR1 | DLMAG | E_PASP | -0.027643 | LD | Comanche
LDXFMR1 | GORMN | E_PASP | -0.027643 | LD | Eastland
LDXFMR1 | LENSW | E_PASP | -0.027643 | LD | Eastland
OLDEN1 | OLDEN | E_PASP | -0.027643 | LD | Eastland
PCNBYUT1 | PECAN_BY | E_PASP | -0.027643 | LD | Callahan
LD4300 | RANGR | E_PASP | -0.027643 | LD | Eastland
XFMR1 | RNGLF | E_PASP | -0.027643 | LD | Eastland
THURBR_2 | THURBER | E_PASP | -0.027643 | LD | Palo Pinto
THURBR_1 | THURBER | E_PASP | -0.027643 | LD | Palo Pinto
LOAD1 | TOMATO | E_PASP | -0.027643 | LD | Callahan
LOAD2 | TOMATO | E_PASP | -0.027643 | LD | Callahan
LOAD1 | WATTS | E_PASP | -0.027643 | LD | Callahan
LOAD1 | WALKER | E_PASP | -0.027643 | LD | Taylor
T2 | SETTLE | E_PASP | -0.027581 | LD | Lavaca
LOAD1 | FOARDCTY | E_PASP | -0.027573 | LD | Foard
LOAD2 | FOARDCTY | E_PASP | -0.027573 | LD | Foard
LDLXFMR1 | KLELM | E_PASP | -0.027567 | LD | Bell
LDLXFMR2 | KLELM | E_PASP | -0.027567 | LD | Bell
HASSE1 | HAS | E_PASP | -0.027564 | LD | Comanche
LDXFMR1 | CLCRK | E_PASP | -0.027548 | LD | Eastland
LDXFMR1 | THRDN | E_PASP | -0.027546 | LD | Milam
LDLXFMR2 | THRDN | E_PASP | -0.027546 | LD | Milam
LDLXFMR1 | THRDN | E_PASP | -0.027546 | LD | Milam
LOAD1 | MONT_WND | E_PASP | -0.027544 | LD | Foard
LOAD2 | MONT_WND | E_PASP | -0.027544 | LD | Foard
LOAD1 | TRUSGILL | E_PASP | -0.027528 | LD | Knox
LOAD2 | TRUSGILL | E_PASP | -0.027528 | LD | Knox
LOAD2 | VERAWIND | E_PASP | -0.027528 | LD | Knox
LOAD1 | VERAWIND | E_PASP | -0.027528 | LD | Knox
T1 | SETTLE | E_PASP | -0.027519 | LD | Lavaca
CEDAHIT1 | CEDAHI | E_PASP | -0.027519 | LD | Bastrop
LOAD1 | GRIF_TRL | E_PASP | -0.027506 | LD | Knox
LOAD2 | GRIF_TRL | E_PASP | -0.027506 | LD | Knox
LOAD1 | HORSECRK | E_PASP | -0.027455 | LD | Haskell
LOAD2 | HORSECRK | E_PASP | -0.027455 | LD | Haskell
LOAD1 | SALVTION | E_PASP | -0.027455 | LD | Haskell
LOAD2 | SALVTION | E_PASP | -0.027455 | LD | Haskell
SCHWR_1 | SCHWRTNR | E_PASP | -0.027452 | LD | Williamson
LOAD1 | INRT_W | E_PASP | -0.027423 | LD | Haskell
BESS1_AUX | INRT_W | E_PASP | -0.027423 | LD | Haskell
LOAD2 | INRT_W | E_PASP | -0.027423 | LD | Haskell
BESS1_LOAD | INRT_W | E_PASP | -0.027423 | LD | Haskell
LOAD1 | GRAYBACK | E_PASP | -0.027414 | LD | Wilbarger
LOAD1 | HARROLD | E_PASP | -0.027414 | LD | Wilbarger
LOAD1 | VERN | E_PASP | -0.027414 | LD | Wilbarger
LOAD2 | VERN | E_PASP | -0.027414 | LD | Wilbarger
LOAD1 | WAGGONER | E_PASP | -0.027414 | LD | Wilbarger
LOAD1 | VRCP | E_PASP | -0.027411 | LD | Wilbarger
LOAD_1 | BLSUMIT3 | E_PASP | -0.027409 | LD | Hardeman
PARASITIC | BLSUMMIT | E_PASP | -0.027409 | LD | Wilbarger
WSL1 | BLSUMMIT | E_PASP | -0.027409 | LD | Wilbarger
PARASITIC2 | BLSUMMIT | E_PASP | -0.027409 | LD | Wilbarger
LOAD1 | SANDROAD | E_PASP | -0.0274 | LD | Wilbarger
LOAD1 | AZURE | E_PASP | -0.027392 | LD | Haskell
LOAD2 | AZURE | E_PASP | -0.027392 | LD | Haskell
BESS1_LOAD | AZURE | E_PASP | -0.027392 | LD | Haskell
MPT_1 | HODLRANC | E_PASP | -0.027392 | LD | Haskell
LDXFMR1 | SBANA | E_PASP | -0.027376 | LD | Comanche
RAT_LOAD | OKLA | E_PASP | -0.027357 | LD | Wilbarger
LOAD1 | OKLA | E_PASP | -0.027357 | LD | Wilbarger
LDLXFMR1 | SALDS | E_PASP | -0.027336 | LD | Bell
LDXFMR1 | CADDO | E_PASP | -0.027299 | LD | Stephens
LDXFMR2 | HHSTH | E_PASP | -0.027296 | LD | Bell
LDXFMR1 | HHSTH | E_PASP | -0.027296 | LD | Bell
DCTMLD1 | DCTM | E_PASP | -0.027288 | LD | Wilbarger
LOAD1 | DIGBY | E_PASP | -0.02725 | LD | Wilbarger
LOAD2 | DIGBY | E_PASP | -0.02725 | LD | Wilbarger
LOAD1 | LOCKETT | E_PASP | -0.02725 | LD | Wilbarger
LDLXFMR1 | GUNSO | E_PASP | -0.02722 | LD | Stephens
LDLXFMR2 | GUNSO | E_PASP | -0.02722 | LD | Stephens
LDLXFMR1 | HKHTS | E_PASP | -0.027192 | LD | Bell
LDLXFMR2 | HKHTS | E_PASP | -0.027192 | LD | Bell
LDXFMR1 | BRKNR | E_PASP | -0.027187 | LD | Stephens
RICHET1 | RICOCHET | E_PASP | -0.027183 | LD | Stephens
LDXFMR1 | ESTLD | E_PASP | -0.027152 | LD | Eastland
LDLXFMR1 | MRVLY | E_PASP | -0.027152 | LD | Eastland
WYLND_4 | WAYLAND | E_PASP | -0.027152 | LD | Stephens
LDSUN1 | SUNPD | E_PASP | -0.027134 | LD | Stephens
LDSUN2 | SUNPD | E_PASP | -0.027134 | LD | Stephens
BARTLETT1 | BARTLETT | E_PASP | -0.027086 | LD | Bell
LDLXFMR2 | ELGIN | E_PASP | -0.027074 | LD | Bastrop
XFMR1 | ELGIN | E_PASP | -0.027074 | LD | Bastrop
LDXFMR2 | SALSW | E_PASP | -0.027069 | LD | Bell
LDXFMR1 | SALSW | E_PASP | -0.027069 | LD | Bell
SAT | GRSES | E_PASP | -0.027066 | LD | Young
LOAD1 | AJAXWIND | E_PASP | -0.027047 | LD | Wilbarger
LOAD2 | AJAXWIND | E_PASP | -0.027047 | LD | Wilbarger
LDXFMR2 | IVANS | E_PASP | -0.027001 | LD | Stephens
LDXFMR1 | IVANS | E_PASP | -0.027001 | LD | Stephens
LD1 | BADER | E_PASP | -0.026992 | LD | Medina
TH1_LD1 | TRINITY | E_PASP | -0.026967 | LD | Archer
TH1_LD2 | TRINITY | E_PASP | -0.026967 | LD | Archer
SALTY_1 | SALTY11 | E_PASP | -0.026953 | LD | Milam
LDXFMR1 | SBEND | E_PASP | -0.026922 | LD | Young
LDXFMR1 | MRKLY | E_PASP | -0.0269 | LD | Young
LDXFMR1 | SGRAS | E_PASP | -0.026899 | LD | Archer
LDXFMR1 | GRMES | E_PASP | -0.026889 | LD | Young
LDLXFMR2 | GRMES | E_PASP | -0.026889 | LD | Young
LDXFMR1 | FSHSW | E_PASP | -0.026858 | LD | Wichita
LOAD1 | ATSO | E_PASP | -0.026856 | LD | Sutton
LDLXFMR2 | WNDCR | E_PASP | -0.026848 | LD | Wichita
LDLXFMR1 | WNDCR | E_PASP | -0.026848 | LD | Wichita
LDXFMR1 | CTYVW | E_PASP | -0.026843 | LD | Wichita
LDXFMR2 | CTYVW | E_PASP | -0.026843 | LD | Wichita
LDPPGOP | PPGOP | E_PASP | -0.026842 | LD | Wichita
LOAD_1 | BCATWIND | E_PASP | -0.026841 | LD | Archer
LD1 | WFPPG | E_PASP | -0.026837 | LD | Wichita
LD2 | WFPPG | E_PASP | -0.026837 | LD | Wichita
LDXFMR1 | GRAHM | E_PASP | -0.026836 | LD | Young
LDXFMR3 | GRAHM | E_PASP | -0.026836 | LD | Young
LDXFMR1 | BMTWN | E_PASP | -0.026835 | LD | Wichita
LDLXFMR2 | CERMC | E_PASP | -0.026835 | LD | Wichita
LDLXFMR1 | CERMC | E_PASP | -0.026835 | LD | Wichita
BRYSO_1 | BRYSNTN | E_PASP | -0.026835 | LD | Jack
BRYSNBR1 | BRYSNTN | E_PASP | -0.026835 | LD | Jack
GRAHA_1 | GRAHAM | E_PASP | -0.026835 | LD | Young
LDLXFMR3 | WFALS | E_PASP | -0.026828 | LD | Wichita
LDLXFMR4 | WFALS | E_PASP | -0.026828 | LD | Wichita
LDXFMR1 | PRKWY | E_PASP | -0.026825 | LD | Wichita
LDXFMR1 | DSHAM | E_PASP | -0.026825 | LD | Wichita
PETROL_1 | PETROLIA | E_PASP | -0.026825 | LD | Clay
LDXFMR1 | SHPRD | E_PASP | -0.026825 | LD | Wichita
LDXFMR2 | SHPRD | E_PASP | -0.026825 | LD | Wichita
LDXFMR1 | WFBSN | E_PASP | -0.026825 | LD | Wichita
LDMOBILE | WFBSN | E_PASP | -0.026825 | LD | Wichita
WFAUX1 | WFCOGEN | E_PASP | -0.026825 | LD | Wichita
WFAUX2 | WFCOGEN | E_PASP | -0.026825 | LD | Wichita
LDXFMR1 | BKBNT | E_PASP | -0.026825 | LD | Wichita
LDLXFMR2 | BKBNT | E_PASP | -0.026825 | LD | Wichita
LDRBNTK | RBNTK | E_PASP | -0.026825 | LD | Wichita
LDLXFMR1 | CRYVC | E_PASP | -0.026825 | LD | Wichita
LDLXFMR1 | CRYVE | E_PASP | -0.026825 | LD | Wichita
LDXFMR1 | IOWPK | E_PASP | -0.026825 | LD | Wichita
LDXFMR2 | PRKWY | E_PASP | -0.026825 | LD | Wichita
SCOTLAND1 | SCL | E_PASP | -0.026823 | LD | Archer
LDLXFMR1 | PECAN | E_PASP | -0.026821 | LD | Archer
LDLXFMR1 | WRBND | E_PASP | -0.026817 | LD | Wichita
LDLXFMR2 | WRBND | E_PASP | -0.026817 | LD | Wichita
LDXFMR1 | ARTHR | E_PASP | -0.026812 | LD | Wichita
LDXFMR2 | ARTHR | E_PASP | -0.026812 | LD | Wichita
LDXFMR2 | SIKES | E_PASP | -0.026808 | LD | Wichita
LDXFMR1 | SIKES | E_PASP | -0.026808 | LD | Wichita
LDXFMR1 | WFSHP | E_PASP | -0.026808 | LD | Wichita
LDLXFMR1 | ELCTR | E_PASP | -0.026802 | LD | Wichita
LDLXFMR1 | KMASB | E_PASP | -0.026802 | LD | Wichita
XFMR1 | RTHGB | E_PASP | -0.026799 | LD | Wichita
ARROWHEAD1 | AROWHEAD | E_PASP | -0.026778 | LD | Archer
LDXFMR1 | ARCTY | E_PASP | -0.026763 | LD | Archer
LDXFMR1 | SMBSN | E_PASP | -0.026763 | LD | Baylor
XFMR1 | NLPOD | E_PASP | -0.026744 | LD | Archer
MT03 | BMRTN | E_PASP | -0.026738 | LD | Baylor
LDXFMR1 | SMOUR | E_PASP | -0.026738 | LD | Baylor
LDMOBILE | SMOUR | E_PASP | -0.026738 | LD | Baylor
SEYMOUR1 | SMR | E_PASP | -0.026738 | LD | Baylor
LOAD1 | S_HILLS | E_PASP | -0.02673 | LD | Baylor
LAKEKEMP1 | LAKEKEMP | E_PASP | -0.026726 | LD | Baylor
LDXFMR1 | ANARN | E_PASP | -0.026711 | LD | Archer
WESTOVER1 | WESTOVER | E_PASP | -0.026711 | LD | Baylor
ELBER_8 | ELBERT | E_PASP | -0.02669 | LD | Throckmorton
OLN_8 | OLN | E_PASP | -0.026676 | LD | Young
OLNEY_1 | OLNEYTN | E_PASP | -0.026675 | LD | Young
OLNEY_2 | OLNEYTN | E_PASP | -0.026675 | LD | Young
LDXFMR1 | CMHBL | E_PASP | -0.026635 | LD | Comanche
DELEON1 | DELEON | E_PASP | -0.026635 | LD | Comanche
LDLXFMR1 | DLEON | E_PASP | -0.026635 | LD | Comanche
LDXFMR2 | DUBLN | E_PASP | -0.026635 | LD | Erath
LOAD1 | FLTCK | E_PASP | -0.026617 | LD | Erath
LDXFMR1 | NSTAR | E_PASP | -0.026612 | LD | Clay
LNG_7 | LNG | E_PASP | -0.02661 | LD | Erath
LOAD1 | YNG_WND | E_PASP | -0.026582 | LD | Young
LOAD3 | YNG_WND | E_PASP | -0.026582 | LD | Young
LOAD2 | YNG_WND | E_PASP | -0.026582 | LD | Young
LDLXFMR1 | NLNVL | E_PASP | -0.026563 | LD | Bell
LDLXFMR2 | NLNVL | E_PASP | -0.026563 | LD | Bell
LDXFMR1 | LKARH | E_PASP | -0.026548 | LD | Clay
LD_ALCOA | SNDOW | E_PASP | -0.026539 | LD | Milam
XFMR1 | SNDSW | E_PASP | -0.026539 | LD | Milam
LDXFMR2 | SNDSW | E_PASP | -0.026539 | LD | Milam
JEAN_8 | JEAN | E_PASP | -0.026435 | LD | Young
ST1 | SENATEWD | E_PASP | -0.026396 | LD | Jack
LAVERNT2 | LAVERN | E_PASP | -0.026364 | LD | Wilson
LOAD1 | SHANNONW | E_PASP | -0.026326 | LD | Clay
AUX | WNDTHST2 | E_PASP | -0.026315 | LD | Archer
BRIDWELL1 | BRIDWELL | E_PASP | -0.026312 | LD | Archer
LDLXFMR1 | BLTSW | E_PASP | -0.026266 | LD | Bell
LDLXFMR2 | BLTSW | E_PASP | -0.026266 | LD | Bell
SOTHB_8 | SOTHBEND | E_PASP | -0.02625 | LD | Young
CLEAFOT2 | CLEAFO | E_PASP | -0.02615 | LD | Caldwell
CLEAFOT1 | CLEAFO | E_PASP | -0.02615 | LD | Caldwell
SHANNON1 | SHANNON | E_PASP | -0.026113 | LD | Clay
LDXFMR1 | BLTON | E_PASP | -0.026104 | LD | Bell
LDXFMR2 | BLTON | E_PASP | -0.026104 | LD | Bell
LOAD1 | BAIRDWND | E_PASP | -0.026024 | LD | Callahan
LOAD2 | BAIRDWND | E_PASP | -0.026024 | LD | Callahan
LDLXFMR1 | TMPTV | E_PASP | -0.026006 | LD | Bell
LDLXFMR2 | TMPTV | E_PASP | -0.026006 | LD | Bell
SWIFTET1 | SWIFTE | E_PASP | -0.026005 | LD | Bastrop
POSTOAK1 | POSTOAK | E_PASP | -0.025975 | LD | Jack
LD1300 | ROGRS | E_PASP | -0.025927 | LD | Milam
LDLXFMR1 | LKBLT | E_PASP | -0.025925 | LD | Bell
LDLXFMR2 | LKBLT | E_PASP | -0.025925 | LD | Bell
LDXFMR1 | TMPNW | E_PASP | -0.0259 | LD | Bell
LDXFMR2 | TMPNW | E_PASP | -0.0259 | LD | Bell
PKLAKE2 | PKLAKE | E_PASP | -0.025894 | LD | Palo Pinto
PKLAKE1 | PKLAKE | E_PASP | -0.025894 | LD | Palo Pinto
AUXSERV | BRTSW | E_PASP | -0.025887 | LD | Jack
JOY1 | JOY | E_PASP | -0.025854 | LD | Clay
LDLXFMR2A | STNVL | E_PASP | -0.025852 | LD | Erath
LDLXFMR1A | STNVL | E_PASP | -0.025852 | LD | Erath
LDLXFMR3 | STNVL | E_PASP | -0.025852 | LD | Erath
LDXFMR1 | TMSTH | E_PASP | -0.025817 | LD | Bell
LDLXFMR2 | TMSTH | E_PASP | -0.025817 | LD | Bell
LDSANDW | SANDW | E_PASP | -0.025801 | LD | Bell
LOAD2 | RRC_WIND | E_PASP | -0.025798 | LD | Eastland
LOAD1 | RRC_WIND | E_PASP | -0.025798 | LD | Eastland
BESS_AUX_LOAD | SHEEPCRK | E_PASP | -0.025798 | LD | Eastland
CHARGE1 | SHEEPCRK | E_PASP | -0.025798 | LD | Eastland
LOAD1 | SHEEPCRK | E_PASP | -0.025798 | LD | Eastland
LDLXFMR1 | TMPSE | E_PASP | -0.025789 | LD | Bell
LDLXFMR2 | TMPSE | E_PASP | -0.025789 | LD | Bell
CARLT_7 | CARLTON | E_PASP | -0.025785 | LD | Erath
DOWNINGO | DOWNING | E_PASP | -0.025785 | LD | Comanche
MOUNTARY1 | MOUNTARY | E_PASP | -0.025785 | LD | Comanche
RISINGSTR1_O | RISNGSTR | E_PASP | -0.025785 | LD | Eastland
STV_7 | STV | E_PASP | -0.025785 | LD | Erath
MOFFAT1 | MOFFAT | E_PASP | -0.025771 | LD | Bell
LDLXFMR1 | ANTLR | E_PASP | -0.025769 | LD | Erath
LDLXFMR2 | ANTLR | E_PASP | -0.025769 | LD | Erath
SLD_7 | SLD | E_PASP | -0.025713 | LD | Erath
NORFO_7 | NRFORK | E_PASP | -0.025693 | LD | Erath
LOAD1 | BONDROAD | E_PASP | -0.025668 | LD | Sutton
LOAD1 | FRIR | E_PASP | -0.025668 | LD | Sutton
69_12 | KIMBLE | E_PASP | -0.025668 | LD | Edwards
LOAD1 | NEWBARKS | E_PASP | -0.025668 | LD | Edwards
ROCKSPT1 | ROCKSP | E_PASP | -0.025668 | LD | Edwards
69_12 | ROCKSPRS | E_PASP | -0.025668 | LD | Edwards
69_12 | ROCK_ATL | E_PASP | -0.025668 | LD | Edwards
LOAD1 | SONO | E_PASP | -0.025668 | LD | Sutton
LOAD1 | SONR | E_PASP | -0.025668 | LD | Sutton
LOAD1 | SUTTON | E_PASP | -0.025668 | LD | Sutton
HANNIBAL1 | HANNIBAL | E_PASP | -0.025666 | LD | Erath
HANNIBAL2 | HANNIBAL | E_PASP | -0.025666 | LD | Erath
LDRGD | TINPD | E_PASP | -0.025646 | LD | Bell
LDXFMR1 | PPRSW | E_PASP | -0.02563 | LD | Bell
LDXFMR2 | PPRSW | E_PASP | -0.02563 | LD | Bell
LDXFMR3 | PPRSW | E_PASP | -0.02563 | LD | Bell
XFMR3 | TMNTH | E_PASP | -0.02563 | LD | Bell
XFMR4 | TMNTH | E_PASP | -0.02563 | LD | Bell
LDLXFMR2 | TMNTH | E_PASP | -0.02563 | LD | Bell
LDXFMR1 | TMNTH | E_PASP | -0.02563 | LD | Bell
WRIGH_7 | WRIGHT | E_PASP | -0.025613 | LD | Erath
LDLXFMR1 | TMPLE | E_PASP | -0.025601 | LD | Bell
LDLXFMR2 | TMPLE | E_PASP | -0.025601 | LD | Bell
LDLXFMR1 | LTLRV | E_PASP | -0.0256 | LD | Bell
LDXFMR1 | TROYS | E_PASP | -0.0256 | LD | Bell
LDXFMR1 | MARAK | E_PASP | -0.0256 | LD | Milam
LOAD1 | BUCKTHRN | E_PASP | -0.025599 | LD | Erath
MOODY_14 | MOODY | E_PASP | -0.025557 | LD | Bell
LDLXFMR1 | MMILL | E_PASP | -0.025518 | LD | Bell
LDLXFMR2 | MMILL | E_PASP | -0.025518 | LD | Bell
MT02 | GRFRD | E_PASP | -0.025517 | LD | Palo Pinto
LDXFMR1 | GRFRD | E_PASP | -0.025517 | LD | Palo Pinto
LDXFMR1 | JKREA | E_PASP | -0.025517 | LD | Jack
LDXFMR1 | JKSBR | E_PASP | -0.025517 | LD | Jack
LDLXFMR2 | JKSBR | E_PASP | -0.025517 | LD | Jack
LDXFMR1 | JKSSN | E_PASP | -0.025517 | LD | Jack
LDXFMR1 | ORANS | E_PASP | -0.025517 | LD | Palo Pinto
NEWPORT1 | NEWPORT | E_PASP | -0.025501 | LD | Montague
HAPGOOD1 | HAPGOOD | E_PASP | -0.02549 | LD | Clay
LDXFMR1 | HENWE | E_PASP | -0.02549 | LD | Clay
LDLXFMR1 | HNRTA | E_PASP | -0.02549 | LD | Clay
LANHAM1 | LANHAM | E_PASP | -0.02549 | LD | Clay
RNGLD_2 | RINGGOLD | E_PASP | -0.02549 | LD | Montague
LDRNGMAG | RNGMG | E_PASP | -0.02549 | LD | Montague
LDMOBILE | RNGMG | E_PASP | -0.02549 | LD | Montague
LDLXFMR1 | RNPOI | E_PASP | -0.02549 | LD | Montague
LDLXFMR1 | SMCRK | E_PASP | -0.02549 | LD | Clay
LOAD1 | VORTEX | E_PASP | -0.025439 | LD | Throckmorton
LOAD2 | VORTEX | E_PASP | -0.025439 | LD | Throckmorton
BESS1_LOAD | VORTEX | E_PASP | -0.025439 | LD | Throckmorton
LOAD3 | VORTEX | E_PASP | -0.025439 | LD | Throckmorton
WHITT_18 | WHITT | E_PASP | -0.025431 | LD | Parker
JOHNSON1 | JOHNSON | E_PASP | -0.025427 | LD | Montague
LDLXFMR1 | TOWER | E_PASP | -0.0254 | LD | Montague
PANDA_T1_L1 | PANDA_T1 | E_PASP | -0.025386 | LD | Bell
PANDA_T1_L2 | PANDA_T1 | E_PASP | -0.025386 | LD | Bell
PANDA_T2_L1 | PANDA_T2 | E_PASP | -0.025386 | LD | Bell
PANDA_T2_L2 | PANDA_T2 | E_PASP | -0.025386 | LD | Bell
LDLXFMR1 | MNWLW | E_PASP | -0.025364 | LD | Palo Pinto
LD1 | ADVANCE1 | E_PASP | -0.02536 | LD | Parker
LD2 | ADVANCE1 | E_PASP | -0.02536 | LD | Parker
CARTER1 | CARTER | E_PASP | -0.025359 | LD | Montague
LEONJNCTN1 | LEONJNCT | E_PASP | -0.025319 | LD | Coryell
T1 | CASTROS | E_PASP | -0.025316 | LD | Medina
T2 | CASTROS | E_PASP | -0.025316 | LD | Medina
BASTCIT2 | BASTCI | E_PASP | -0.025309 | LD | Bastrop
BASTCIT1 | BASTCI | E_PASP | -0.025309 | LD | Bastrop
LDBEPJVL | JNSVL | E_PASP | -0.025305 | LD | Erath
LONG1 | LONG | E_PASP | -0.025302 | LD | Palo Pinto
BLUFDAL | BLUFDAL | E_PASP | -0.025293 | LD | Erath
BLUFDAL2 | BLUFDAL | E_PASP | -0.025293 | LD | Erath
LDLXFMR2 | MNWLL | E_PASP | -0.025287 | LD | Palo Pinto
LDLXFMR1 | MNWLL | E_PASP | -0.025287 | LD | Palo Pinto
LDLXFMR1 | MNWLE | E_PASP | -0.025264 | LD | Palo Pinto
LDXFMR1 | GTVAR | E_PASP | -0.025255 | LD | Coryell
GREENBR1 | GREENBR | E_PASP | -0.02524 | LD | Coryell
SANTAFE1 | SANTAFE | E_PASP | -0.02524 | LD | Coryell
JUDITH1 | JUDITH | E_PASP | -0.025237 | LD | McLennan
JUDITH2 | JUDITH | E_PASP | -0.025237 | LD | McLennan
XST1A | CPSES | E_PASP | -0.025225 | LD | Somervell
XST1 | CPSES | E_PASP | -0.025225 | LD | Somervell
LDLXFMR1 | CPSES | E_PASP | -0.025225 | LD | Somervell
LDLXFMR2 | CPSES | E_PASP | -0.025225 | LD | Somervell
SHADY_18 | SHADYGRV | E_PASP | -0.025223 | LD | Parker
LDXFMR1 | LIPAN | E_PASP | -0.025197 | LD | Palo Pinto
VULCAN | VULCAN | E_PASP | -0.025181 | LD | Parker
FORTGATES1 | FRTGATES | E_PASP | -0.025165 | LD | Coryell
LDLXFMR1 | WTHRF | E_PASP | -0.025134 | LD | Parker
MCGRE_14 | MCGREGOR | E_PASP | -0.025117 | LD | McLennan
SODAS_18 | SODASPRG | E_PASP | -0.025113 | LD | Parker
PATTSN1A | PATTSNST | E_PASP | -0.025105 | LD | Montague
PATTSN1B | PATTSNST | E_PASP | -0.025105 | LD | Montague
LDXFMR1 | WTHRE | E_PASP | -0.025096 | LD | Parker
MODULAR_T2 | DALE | E_PASP | -0.025089 | LD | Caldwell
DALE_T1 | DALE | E_PASP | -0.025089 | LD | Caldwell
N_WTH_L1 | NWTHRFRD | E_PASP | -0.025077 | LD | Parker
N_WTH_L2 | NWTHRFRD | E_PASP | -0.025077 | LD | Parker
SYLVAN1 | SYLVAN | E_PASP | -0.025076 | LD | Parker
BRK_18 | BRK | E_PASP | -0.025075 | LD | Parker
WSTLOP2 | WSTLOOP | E_PASP | -0.025066 | LD | Parker
WSTLOP1 | WSTLOOP | E_PASP | -0.025066 | LD | Parker
LD1 | LONESTR | E_PASP | -0.025061 | LD | Wise
LDXFMR1 | ALVRD | E_PASP | -0.025061 | LD | Wise
LDLXFMR1 | LVOAK | E_PASP | -0.025057 | LD | Parker
WTH_LVL1 | WTH_LVOK | E_PASP | -0.025056 | LD | Parker
WTH_LVL2 | WTH_LVOK | E_PASP | -0.025056 | LD | Parker
BOWIE1 | BOW | E_PASP | -0.025049 | LD | Montague
STHBRCK2 | STHBROCK | E_PASP | -0.025046 | LD | Parker
STHBRCK1 | STHBROCK | E_PASP | -0.025046 | LD | Parker
WTH_RAL2 | WTH_RAIL | E_PASP | -0.025046 | LD | Parker
WTH_RAL1 | WTH_RAIL | E_PASP | -0.025046 | LD | Parker
LDLXFMR1 | BELMT | E_PASP | -0.025041 | LD | Parker
HDSNOAKS1 | HDSNOAKS | E_PASP | -0.025032 | LD | Parker
LDXFMR1 | LGVST | E_PASP | -0.025027 | LD | Parker
LDXFMR2 | LGVST | E_PASP | -0.025027 | LD | Parker
WTHLKA8 | WTHFDLK8 | E_PASP | -0.025025 | LD | Parker
WTHLKB8 | WTHFDLK8 | E_PASP | -0.025025 | LD | Parker
TNTOLAR_1A | TNTOLAR | E_PASP | -0.025025 | LD | Hood
CRAFTON | CRAFTON | E_PASP | -0.025021 | LD | Wise
GATESVILL1 | GATESVIL | E_PASP | -0.02502 | LD | Coryell
GATESVILL2 | GATESVIL | E_PASP | -0.02502 | LD | Coryell
TINTO_18 | TINTOP | E_PASP | -0.02502 | LD | Parker
PRCHHILL1 | PRCHHILL | E_PASP | -0.025003 | LD | Wise
PRCHHILL2 | PRCHHILL | E_PASP | -0.025003 | LD | Wise
ZIONHILL | ZIONHILL | E_PASP | -0.025002 | LD | Parker
LDLXFMR1 | POOLV | E_PASP | -0.024997 | LD | Parker
BRIDG_19 | BRIDGEPR | E_PASP | -0.02499 | LD | Wise
LDLXFMR1 | SPRTN | E_PASP | -0.024984 | LD | Parker
LDLXFMR2 | SPRTN | E_PASP | -0.024984 | LD | Parker
AGNES_18 | AGNES | E_PASP | -0.024983 | LD | Parker
WILLO_19 | WILLOW | E_PASP | -0.024983 | LD | Wise
LDLXFMR2 | CHICW | E_PASP | -0.024982 | LD | Wise
LDXFMR3 | WSTBROOK | E_PASP | -0.024981 | LD | Wise
WINDS_14 | WINDSOR | E_PASP | -0.024977 | LD | McLennan
LDLXFMR1 | CHICG | E_PASP | -0.024972 | LD | Wise
JOPLI_18 | JOPLIN | E_PASP | -0.024966 | LD | Jack
SST1 | KEECHI | E_PASP | -0.024966 | LD | Jack
DICEY_18 | DICEY | E_PASP | -0.024962 | LD | Parker
DBLT1 | DBLTRNCH | E_PASP | -0.024958 | LD | Hood
LD1600 | BLSRA | E_PASP | -0.024956 | LD | Wise
GRBY_7 | GRBY8 | E_PASP | -0.024945 | LD | Hood
ENERGY1 | ENERGY | E_PASP | -0.024944 | LD | Comanche
LOAD1 | GRIZZLY | E_PASP | -0.024944 | LD | Hamilton
BESS1_LOAD | GRIZZLY | E_PASP | -0.024944 | LD | Hamilton
GUSTINE1 | GUSTINE | E_PASP | -0.024944 | LD | Comanche
HAMIL_9 | HAMLTON | E_PASP | -0.024944 | LD | Hamilton
INDIA_9 | INDIANGP | E_PASP | -0.024944 | LD | Hamilton
WARING1 | WARING | E_PASP | -0.024944 | LD | Comanche
COTND_19 | COTNDALE | E_PASP | -0.02494 | LD | Wise
FLATR_18 | FLATROCK | E_PASP | -0.024937 | LD | Parker
KEETE_19 | KEETER | E_PASP | -0.024933 | LD | Wise
LDLXFMR1 | RNBAY | E_PASP | -0.024931 | LD | Jack
LDLXFMR1 | BRGPR | E_PASP | -0.024929 | LD | Wise
LDLXFMR2 | BRGPR | E_PASP | -0.024929 | LD | Wise
LDLXFMR1 | ALDTU | E_PASP | -0.024929 | LD | Parker
LDLXFMR2 | ALDTU | E_PASP | -0.024929 | LD | Parker
SPRIN_18 | SPRINGTW | E_PASP | -0.024924 | LD | Parker
LDXFMR1 | WNTSP | E_PASP | -0.024919 | LD | Bosque
ALEDO1 | ALEDO | E_PASP | -0.024908 | LD | Parker
ALEDO2 | ALEDO | E_PASP | -0.024908 | LD | Parker
AUXA01 | LOSTPI | E_PASP | -0.024891 | LD | Bastrop
AUXB01 | LOSTPI | E_PASP | -0.024891 | LD | Bastrop
FRIENDSHIP_2 | FRENDSHP | E_PASP | -0.024889 | LD | Hood
FRIENDSHIP_1 | FRENDSHP | E_PASP | -0.024889 | LD | Hood
CNTRP_18 | CNTRPT_A | E_PASP | -0.024884 | LD | Parker
LDXFMR1 | CHICC | E_PASP | -0.024884 | LD | Jack
LDLXFMR1 | CHICW | E_PASP | -0.024884 | LD | Wise
CRAWF_14 | CRAWFORD | E_PASP | -0.024884 | LD | McLennan
DYEMOUND1 | DYEMOUND | E_PASP | -0.024872 | LD | Montague
DYEMOUND2 | DYEMOUND | E_PASP | -0.024872 | LD | Montague
BRIAR_18 | BRIAR | E_PASP | -0.024868 | LD | Parker
BOYD_19 | BOYD | E_PASP | -0.02485 | LD | Wise
ANETA_18 | ANNETTA | E_PASP | -0.024848 | LD | Parker
LDLXFMR1 | AZLES | E_PASP | -0.024847 | LD | Tarrant
LDLXFMR2 | AZLES | E_PASP | -0.024847 | LD | Tarrant
LDLXFMR3 | AZLES | E_PASP | -0.024847 | LD | Tarrant
NEWAR_19 | NEWARK | E_PASP | -0.02484 | LD | Wise
AUROR_19 | AURORA | E_PASP | -0.02484 | LD | Wise
HARDY1 | HARDY | E_PASP | -0.024825 | LD | Montague
THRPS_18 | THRPSPRG | E_PASP | -0.024818 | LD | Hood
PORTROYL2 | PTR | E_PASP | -0.024794 | LD | Hood
PTR_7 | PTR | E_PASP | -0.024794 | LD | Hood
CHISOLM1 | CHISOLM | E_PASP | -0.024787 | LD | Wise
CHISOLM2 | CHISOLM | E_PASP | -0.024787 | LD | Wise
XST2 | CPSES | E_PASP | -0.024787 | LD | Somervell
XST1_2 | CPSES | E_PASP | -0.024787 | LD | Somervell
1ST | CPSES | E_PASP | -0.024787 | LD | Somervell
2ST | CPSES | E_PASP | -0.024787 | LD | Somervell
1UT | CPSES | E_PASP | -0.024787 | LD | Somervell
2UT | CPSES | E_PASP | -0.024787 | LD | Somervell
STOCKTNBND1 | STCKTNBD | E_PASP | -0.024782 | LD | Hood
HILBIGT1 | HILBIG | E_PASP | -0.024781 | LD | Bastrop
HILBIG_MOB | HILBIG | E_PASP | -0.024781 | LD | Bastrop
LOCKHAT2 | LOCKHA | E_PASP | -0.024781 | LD | Caldwell
LOCKHAT1 | LOCKHA | E_PASP | -0.024781 | LD | Caldwell
LOCKHA_MOB | LOCKHA | E_PASP | -0.024781 | LD | Caldwell
REDROCT1 | REDROC | E_PASP | -0.024781 | LD | Bastrop
LOAD1 | PORT_SLR | E_PASP | -0.024778 | LD | Denton
HAMLT_1 | HAMLTNCO | E_PASP | -0.02477 | LD | Hamilton
HAMIL_1A | HAMLTNTN | E_PASP | -0.02477 | LD | Hamilton
HAMIL_1B | HAMLTNTN | E_PASP | -0.02477 | LD | Hamilton
ROSEMARY1 | ROSEMARY | E_PASP | -0.024767 | LD | Wise
LDLXFMR1 | RKDLE | E_PASP | -0.024757 | LD | Milam
LDLXFMR2 | RKDLE | E_PASP | -0.024757 | LD | Milam
LDLXFMR1 | ALLNC | E_PASP | -0.024755 | LD | Tarrant
LDLXFMR2 | ALLNC | E_PASP | -0.024755 | LD | Tarrant
ELNA1 | ELNA | E_PASP | -0.024753 | LD | Wise
HICOTNL1 | HICOTN | E_PASP | -0.024748 | LD | Freestone
EPCO | AVONDALE | E_PASP | -0.024748 | LD | Denton
CWTANC | AVONDALE | E_PASP | -0.024748 | LD | Denton
FAIRVIEW2 | FAIRVIEW | E_PASP | -0.024743 | LD | Hood
FAIRV_188 | FAIRVIEW | E_PASP | -0.024743 | LD | Hood
LKW2 | LKW | E_PASP | -0.024742 | LD | Hood
LKW1 | LKW | E_PASP | -0.024742 | LD | Hood
GLENR_1 | GLENR_TN | E_PASP | -0.024739 | LD | Somervell
GLENR_2 | GLENR_TN | E_PASP | -0.024739 | LD | Somervell
WALNTSPR_L1 | WALNTSPR | E_PASP | -0.024739 | LD | Bosque
LOAD1 | BELM_SLR | E_PASP | -0.024731 | LD | Bell
ALCORN1 | ALCORN | E_PASP | -0.024723 | LD | Montague
CAPSCORN1 | CAPSCRNR | E_PASP | -0.024723 | LD | Montague
NOCONA1 | NOCONA | E_PASP | -0.024723 | LD | Montague
NOCONA_2 | NOCONATN | E_PASP | -0.024723 | LD | Montague
NOCONA_1 | NOCONATN | E_PASP | -0.024723 | LD | Montague
STJO___2 | SAINT_JO | E_PASP | -0.024723 | LD | Montague
STJO___1 | SAINT_JO | E_PASP | -0.024723 | LD | Montague
ROANOKE1 | ROANOKE | E_PASP | -0.02472 | LD | Denton
ROANOKE2 | ROANOKE | E_PASP | -0.02472 | LD | Denton
HILLC_7 | HILLCITY | E_PASP | -0.02472 | LD | Hood
HILLC_2 | HILLCITY | E_PASP | -0.02472 | LD | Hood
WPL1 | WPL | E_PASP | -0.024712 | LD | Hood
ACT_12 | ACT | E_PASP | -0.024711 | LD | Hood
WOODI_19 | WOODIE | E_PASP | -0.024709 | LD | Wise
LDLXFMR2 | DCATR | E_PASP | -0.024708 | LD | Wise
LDLXFMR1 | DCATR | E_PASP | -0.024708 | LD | Wise
CRSTMBRS1 | CRSTMBRS | E_PASP | -0.024708 | LD | Denton
CRSTMBRS2 | CRSTMBRS | E_PASP | -0.024708 | LD | Denton
CRSTMBRS3 | CRSTMBRS | E_PASP | -0.024708 | LD | Denton
HERITAGE2 | HERITAGE | E_PASP | -0.024708 | LD | Tarrant
HERITAGE_1 | HERITAGE | E_PASP | -0.024708 | LD | Tarrant
HERITAGE3 | HERITAGE | E_PASP | -0.024708 | LD | Tarrant
XFMR1 | KELLR | E_PASP | -0.024708 | LD | Tarrant
XFMR2 | KELLR | E_PASP | -0.024708 | LD | Tarrant
LDXFMR1 | KLRMG | E_PASP | -0.024708 | LD | Tarrant
LDLXFMR1 | KLRPR | E_PASP | -0.024708 | LD | Tarrant
LDLXFMR2 | KLRPR | E_PASP | -0.024708 | LD | Tarrant
MCPHERSON1 | MCPHERSN | E_PASP | -0.024708 | LD | Tarrant
MCPHERSON2 | MCPHERSN | E_PASP | -0.024708 | LD | Tarrant
LDXFMRC | PVPOI | E_PASP | -0.024708 | LD | Tarrant
LDXFMRA | PVPOI | E_PASP | -0.024708 | LD | Tarrant
LDXFMRB | PVPOI | E_PASP | -0.024708 | LD | Tarrant
LXFMR2 | RNKSW | E_PASP | -0.024708 | LD | Denton
LXFMR1 | RNKSW | E_PASP | -0.024708 | LD | Denton
LXFMR3 | RNKSW | E_PASP | -0.024708 | LD | Denton
LDLXFMR4 | RNKSW | E_PASP | -0.024708 | LD | Denton
LDLXFMR1 | ROANW | E_PASP | -0.024708 | LD | Denton
LDLXFMR2 | ROANW | E_PASP | -0.024708 | LD | Denton
WSTBND_18 | WESTBEND | E_PASP | -0.024708 | LD | Tarrant
LDLXFMR1 | BEWLY | E_PASP | -0.024708 | LD | McLennan
LOAD2 | BONETSLR | E_PASP | -0.024708 | LD | McLennan
LDLXFMR1 | HARIS | E_PASP | -0.024708 | LD | McLennan
BESS_AUX1 | HMNG_ESS | E_PASP | -0.024708 | LD | Denton
CHARGE1 | HMNG_ESS | E_PASP | -0.024708 | LD | Denton
LOAD1 | NOBLESLR | E_PASP | -0.024708 | LD | Denton
LOAD2 | NOBLESLR | E_PASP | -0.024708 | LD | Denton
CHARGE1 | NOBLESLR | E_PASP | -0.024708 | LD | Denton
CHARGE2 | NOBLESLR | E_PASP | -0.024708 | LD | Denton
LDLXFMR2 | ELZCK | E_PASP | -0.024706 | LD | Denton
BSND1 | BRDNSDMN | E_PASP | -0.024706 | LD | Denton
BSND2 | BRDNSDMN | E_PASP | -0.024706 | LD | Denton
LDLXFMR1 | ELZCK | E_PASP | -0.024706 | LD | Denton
LDLXFMR1 | JNDAY | E_PASP | -0.024703 | LD | Denton
LDLXFMR2 | JNDAY | E_PASP | -0.024703 | LD | Denton
NASSAUB2 | NAS | E_PASP | -0.024703 | LD | Hood
NASSAUB1 | NAS | E_PASP | -0.024703 | LD | Hood
WELINGTN1 | WELINGTN | E_PASP | -0.024701 | LD | Tarrant
WELINGTN2 | WELINGTN | E_PASP | -0.024701 | LD | Tarrant
XFMR1 | RHOME | E_PASP | -0.0247 | LD | Wise
XFMR2 | RHOME | E_PASP | -0.0247 | LD | Wise
LOAD1 | CHISMGRD | E_PASP | -0.024699 | LD | Tarrant
PEDENRD1 | PEDENRD | E_PASP | -0.024695 | LD | Tarrant
LD1 | HOD | E_PASP | -0.024695 | LD | Hood
LSEMMC2 | EMMC2 | E_PASP | -0.024694 | LD | Tarrant
XFMR2 | MRSDO | E_PASP | -0.024684 | LD | Tarrant
XFMR1 | MRSDO | E_PASP | -0.024678 | LD | Tarrant
LDLXFMR1 | WGROB | E_PASP | -0.024677 | LD | Tarrant
LDLXFMR1 | DCDAM | E_PASP | -0.024675 | LD | Hood
LDLXFMR2 | DCDAM | E_PASP | -0.024675 | LD | Hood
LOAD | WHTTAIL | E_PASP | -0.024673 | LD | Cooke
LDLXFMR2 | WGROB | E_PASP | -0.024661 | LD | Tarrant
1X | WHCCS | E_PASP | -0.02466 | LD | Hood
2HX | WHCCS | E_PASP | -0.02466 | LD | Hood
SATA | DCSES | E_PASP | -0.024658 | LD | Hood
SATB | DCSES | E_PASP | -0.024658 | LD | Hood
LD1 | DCSES | E_PASP | -0.024658 | LD | Hood
LD2 | DCSES | E_PASP | -0.024658 | LD | Hood
LD3 | DCSES | E_PASP | -0.024658 | LD | Hood
LD4 | DCSES | E_PASP | -0.024658 | LD | Hood
LOAD1 | DCSES | E_PASP | -0.024658 | LD | Hood
CNLOAD3 | WHCCS2 | E_PASP | -0.024657 | LD | Hood
CNLOAD1 | WHCCS2 | E_PASP | -0.024657 | LD | Hood
CNLOAD2 | WHCCS2 | E_PASP | -0.024657 | LD | Hood
UAT1-4KV-LOAD | WHCCS2 | E_PASP | -0.024657 | LD | Hood
UAT2-4KV-LOAD | WHCCS2 | E_PASP | -0.024657 | LD | Hood
UAT-XF-0001 | WHCCS2 | E_PASP | -0.024657 | LD | Hood
UAT-XF-0002 | WHCCS2 | E_PASP | -0.024657 | LD | Hood
DECAT_19 | DECATUR | E_PASP | -0.024653 | LD | Wise
MORGAN1 | MORGAN | E_PASP | -0.024646 | LD | Bosque
EBRDGP_1 | EBP | E_PASP | -0.024642 | LD | Wise
EBRDGP_2 | EBP | E_PASP | -0.024642 | LD | Wise
DOMINO | DOMINO | E_PASP | -0.024637 | LD | Hood
GLENR_7 | GLENROSE | E_PASP | -0.024632 | LD | Somervell
LOAD1 | FIVEWSLR | E_PASP | -0.02462 | LD | Bell
BESS_CHARGE | FIVEWSLR | E_PASP | -0.02462 | LD | Bell
BESS_AUX | FIVEWSLR | E_PASP | -0.02462 | LD | Bell
LOAD2 | FIVEWSLR | E_PASP | -0.02462 | LD | Bell
LDLXFMR2 | SANSM | E_PASP | -0.024614 | LD | Tarrant
LDLXFMR1 | HORSE | E_PASP | -0.024613 | LD | Tarrant
AUDUB_19 | AUDUBON | E_PASP | -0.024601 | LD | Wise
ABBYBND1 | ABBYBEND | E_PASP | -0.024593 | LD | Hood
LDLXFMR3 | SANSM | E_PASP | -0.02459 | LD | Tarrant
LDLXFMR1 | SANSM | E_PASP | -0.02459 | LD | Tarrant
SPV_14 | SPV | E_PASP | -0.024586 | LD | McLennan
BESS1_LOAD | ANCHOR | E_PASP | -0.024578 | LD | Callahan
BESS2_LOAD | ANCHOR | E_PASP | -0.024578 | LD | Callahan
LOAD1 | ANCHOR | E_PASP | -0.024578 | LD | Callahan
LOAD2 | ANCHOR | E_PASP | -0.024578 | LD | Callahan
BES_AUXLOAD1 | ANCHOR | E_PASP | -0.024578 | LD | Callahan
BES_AUXLOAD2 | ANCHOR | E_PASP | -0.024578 | LD | Callahan
MUENSTER1 | MUENSTER | E_PASP | -0.024567 | LD | Cooke
LOAD1 | TYLRWIND | E_PASP | -0.024564 | LD | Cooke
GRSLND | GRASLNDS | E_PASP | -0.024563 | LD | Wise
FAL2 | FAL | E_PASP | -0.024563 | LD | Hood
FAL1 | FAL | E_PASP | -0.024563 | LD | Hood
SUMRFELD | SUMRFELD | E_PASP | -0.024562 | LD | Tarrant
LDLXFMR1 | FSCRK | E_PASP | -0.02456 | LD | Tarrant
LDLXFMR4 | FSCRK | E_PASP | -0.02456 | LD | Tarrant
LDLXFMR2 | FSCRK | E_PASP | -0.02456 | LD | Tarrant
LDLXFMR3 | FSCRK | E_PASP | -0.02456 | LD | Tarrant
MERIDN_1 | MERID_TN | E_PASP | -0.024559 | LD | Bosque
LOAD1 | WILDWIND | E_PASP | -0.024544 | LD | Cooke
BOSQUE1 | BOSQUE | E_PASP | -0.024541 | LD | McLennan
CHINA_14 | CHINASPR | E_PASP | -0.024541 | LD | McLennan
LDLXFMR1 | CHSPG | E_PASP | -0.024541 | LD | McLennan
LDLXFMR2 | CHSPG | E_PASP | -0.024541 | LD | McLennan
ALISN_1 | ALISN | E_PASP | -0.024534 | LD | Wise
LOAD1 | TINSLEY | E_PASP | -0.024525 | LD | Sutton
GRENW_19 | GRENWOOD | E_PASP | -0.024521 | LD | Wise
LDXFMR2 | MCGRG | E_PASP | -0.024516 | LD | McLennan
LDXFMR1 | MCGRG | E_PASP | -0.024516 | LD | McLennan
GEO_12 | GEO | E_PASP | -0.024515 | LD | Somervell
NHP_LOADA | NHP | E_PASP | -0.024515 | LD | Johnson
NHP_LOADB | NHP | E_PASP | -0.024515 | LD | Johnson
LDLXFMR2 | HORSE | E_PASP | -0.024509 | LD | Tarrant
BASTWET1 | BASTWE | E_PASP | -0.0245 | LD | Bastrop
GIDEON3 | GIDEON | E_PASP | -0.0245 | LD | Bastrop
GIDEON1_2 | GIDEON | E_PASP | -0.0245 | LD | Bastrop
AT3 | GIDEON | E_PASP | -0.0245 | LD | Bastrop
AT1 | GIDEON | E_PASP | -0.0245 | LD | Bastrop
AT2 | GIDEON | E_PASP | -0.0245 | LD | Bastrop
TAHIVIT1 | TAHIVI | E_PASP | -0.0245 | LD | Bastrop
LDLXFMR1 | WSMWS | E_PASP | -0.024485 | LD | Tarrant
LDLXFMR2 | WSMWS | E_PASP | -0.024485 | LD | Tarrant
LD1101 | RSNHT | E_PASP | -0.024475 | LD | Tarrant
LD1100 | RSNHT | E_PASP | -0.024475 | LD | Tarrant
LEO | LEO | E_PASP | -0.024459 | LD | Wise
COTONBLT1 | COTONBLT | E_PASP | -0.024459 | LD | McLennan
LDLXFMR2 | WSTHL | E_PASP | -0.024446 | LD | Tarrant
LDLCKAHD | LCKHD | E_PASP | -0.024442 | LD | Tarrant
WEST | LCKHD | E_PASP | -0.024442 | LD | Tarrant
LDLXFMR1 | WSTHL | E_PASP | -0.02444 | LD | Tarrant
LDLXFMR3 | WSTHL | E_PASP | -0.02444 | LD | Tarrant
LDXFMR1 | BLMND | E_PASP | -0.024425 | LD | Tarrant
LDMOBILE | BLMND | E_PASP | -0.024425 | LD | Tarrant
LDLXFMR3 | BLMND | E_PASP | -0.024425 | LD | Tarrant
LDXFMR2 | BLMND | E_PASP | -0.024425 | LD | Tarrant
LDLXFMR6 | CMTSW | E_PASP | -0.024413 | LD | Tarrant
LDLXFMR7 | CMTSW | E_PASP | -0.024413 | LD | Tarrant
LDLXFMR2 | CMTSW | E_PASP | -0.024413 | LD | Tarrant
LDLXFMR3 | CMTSW | E_PASP | -0.024413 | LD | Tarrant
LDLXFMR8 | CMTSW | E_PASP | -0.024413 | LD | Tarrant
BONO2 | BON | E_PASP | -0.024405 | LD | Johnson
BON_12 | BON | E_PASP | -0.024405 | LD | Johnson
T1 | RDWELLS | E_PASP | -0.024403 | LD | Denton
T2 | RDWELLS | E_PASP | -0.024403 | LD | Denton
T3 | RDWELLS | E_PASP | -0.024403 | LD | Denton
T4 | RDWELLS | E_PASP | -0.024403 | LD | Denton
LDXFMR1 | FARON | E_PASP | -0.024396 | LD | Tarrant
LDLXFMR4 | HORNE | E_PASP | -0.024396 | LD | Tarrant
LDLXFMR2 | HORNE | E_PASP | -0.024396 | LD | Tarrant
LDLXFMR1 | MSTLT | E_PASP | -0.024396 | LD | Tarrant
LDLXFMR2 | MSTLT | E_PASP | -0.024396 | LD | Tarrant
LDLXFMR3 | BNBRK | E_PASP | -0.024395 | LD | Tarrant
LDLXFMR4 | BRCRK | E_PASP | -0.024388 | LD | Tarrant
LDLXFMR3 | BRCRK | E_PASP | -0.024388 | LD | Tarrant
LDMOBILE | BRCRK | E_PASP | -0.024388 | LD | Tarrant
CHERYGRV2 | CHERYGRV | E_PASP | -0.024388 | LD | Tarrant
CHERYGRV1 | CHERYGRV | E_PASP | -0.024388 | LD | Tarrant
LDLXFMR3 | CLYVL | E_PASP | -0.024388 | LD | Tarrant
LDLXFMR1 | MDWPK | E_PASP | -0.024388 | LD | Tarrant
LDXFMR2 | SMFLD | E_PASP | -0.024388 | LD | Tarrant
LDXFMR2 | WTAUG | E_PASP | -0.024388 | LD | Tarrant
LDLXFMR1 | CRSWL | E_PASP | -0.024385 | LD | Tarrant
LDXFMR1 | AMMFG | E_PASP | -0.024383 | LD | Tarrant
LITTLEHOSS1 | LITTLHOS | E_PASP | -0.024382 | LD | Johnson
LITTLHOS2 | LITTLHOS | E_PASP | -0.024382 | LD | Johnson
VALEYVIEW1 | VALYVIEW | E_PASP | -0.024381 | LD | Cooke
LDLXFMR1 | CHRCA | E_PASP | -0.024375 | LD | Johnson
WILDCAT2 | WILDCAT | E_PASP | -0.024375 | LD | Johnson
WILDCAT3 | WILDCAT | E_PASP | -0.024375 | LD | Johnson
CRANFILGP1 | CRANFLGP | E_PASP | -0.024373 | LD | Bosque
MERIDIAN1 | MERIDIAN | E_PASP | -0.024373 | LD | Bosque
LDXFMR2 | BLKST | E_PASP | -0.02437 | LD | Tarrant
LDXFMR1 | BLKST | E_PASP | -0.02437 | LD | Tarrant
AT_L1 | ATLAS | E_PASP | -0.024369 | LD | McLennan
LDLXFMR1 | DENAV | E_PASP | -0.024369 | LD | Tarrant
LDLXFMR2 | DENAV | E_PASP | -0.024369 | LD | Tarrant
LDXFMR1 | SPRDL | E_PASP | -0.024361 | LD | Tarrant
LDLXFMR2 | SPRDL | E_PASP | -0.024361 | LD | Tarrant
KRUM1 | KRUMS | E_PASP | -0.02436 | LD | Denton
LDLXFMR2 | KRUMS | E_PASP | -0.02436 | LD | Denton
LDLXFMR3 | KRUMS | E_PASP | -0.02436 | LD | Denton
LDLXFMR2 | BNBRK | E_PASP | -0.024354 | LD | Tarrant
LDLXFMR1 | BNBRK | E_PASP | -0.024354 | LD | Tarrant
LOAD1 | DEC | E_PASP | -0.024354 | LD | Denton
LOAD2 | DEC | E_PASP | -0.024354 | LD | Denton
LOAD3 | DEC | E_PASP | -0.024354 | LD | Denton
LOAD4 | DEC | E_PASP | -0.024354 | LD | Denton
T1 | JCHRSTL | E_PASP | -0.024354 | LD | Denton
T2 | JCHRSTL | E_PASP | -0.024354 | LD | Denton
DC_PH2 | JCHRSTL | E_PASP | -0.024354 | LD | Denton
DC_PH3 | JCHRSTL | E_PASP | -0.024354 | LD | Denton
CLIF2_1A | CLIFTON2 | E_PASP | -0.024352 | LD | Bosque
CLIF2_1B | CLIFTON2 | E_PASP | -0.024352 | LD | Bosque
LDLXFMR2 | CURIE | E_PASP | -0.02435 | LD | Tarrant
LDXFMR1 | CURIE | E_PASP | -0.02435 | LD | Tarrant
LDLXFMR1 | GMINI | E_PASP | -0.024341 | LD | Tarrant
LDLXFMR2 | GMINI | E_PASP | -0.024341 | LD | Tarrant
LDLXFMR1A | HERTG | E_PASP | -0.024339 | LD | Tarrant
LDLXFMR2 | HERTG | E_PASP | -0.024339 | LD | Tarrant
XFMR1 | PNTIS | E_PASP | -0.024339 | LD | Tarrant
XFMR2 | PNTIS | E_PASP | -0.024339 | LD | Tarrant
LDLXFMR3 | EPDCS | E_PASP | -0.024339 | LD | Tarrant
LDLXFMR3 | HERTG | E_PASP | -0.024339 | LD | Tarrant
FTW_T2_LOAD | FTWORTH | E_PASP | -0.024336 | LD | Denton
FTW_T1_LOAD | FTWORTH | E_PASP | -0.024336 | LD | Denton
LDXFMR1 | VALVW | E_PASP | -0.024333 | LD | Cooke
CLIF1_1A | CLIFTON1 | E_PASP | -0.024328 | LD | Bosque
CLIF1_1B | CLIFTON1 | E_PASP | -0.024328 | LD | Bosque
CORYE_2 | CORYELCO | E_PASP | -0.024315 | LD | Coryell
CORYL_1 | CORYELCO | E_PASP | -0.024315 | LD | Coryell
CORYL_2 | CORYELCO | E_PASP | -0.024315 | LD | Coryell
CORYE_1 | CORYELCO | E_PASP | -0.024315 | LD | Coryell
CORYL_MOB | CORYELCO | E_PASP | -0.024315 | LD | Coryell
GATE2_1A | GATESVL2 | E_PASP | -0.024315 | LD | Coryell
GATE2_1B | GATESVL2 | E_PASP | -0.024315 | LD | Coryell
HANDL_1 | HANDLEY | E_PASP | -0.024315 | LD | Bosque
SYCAM_1 | SYCAMORE | E_PASP | -0.024315 | LD | Coryell
VLLYM_1 | VLLYMILS | E_PASP | -0.024315 | LD | Bosque
T1 | MSHBRNCH | E_PASP | -0.024305 | LD | Denton
NSANG_5 | NSANGER | E_PASP | -0.024292 | LD | Denton
SANGERNTH1 | NSANGER | E_PASP | -0.024292 | LD | Denton
LOAD1 | DILEOSLR | E_PASP | -0.024287 | LD | Bosque
LOAD1 | RIPPEY | E_PASP | -0.024285 | LD | Cooke
LDXFMR2 | HLTOM | E_PASP | -0.024281 | LD | Tarrant
LDXFMR1 | HLTOM | E_PASP | -0.024281 | LD | Tarrant
AUBREY3 | ABR | E_PASP | -0.024275 | LD | Denton
AUBREY2 | ABR | E_PASP | -0.024275 | LD | Denton
AUBREY1 | ABR | E_PASP | -0.024275 | LD | Denton
RECTOR1 | RECTOR | E_PASP | -0.024275 | LD | Denton
LD2 | TEASLEY | E_PASP | -0.024272 | LD | Denton
LD1 | TEASLEY | E_PASP | -0.024272 | LD | Denton
POWELL1 | POWELL | E_PASP | -0.024242 | LD | Bosque
CAYOTE1 | CAYOTE | E_PASP | -0.024239 | LD | Bosque
B410_LD_T1 | BONBRAE | E_PASP | -0.024239 | LD | Denton
B420_LD_T2 | BONBRAE | E_PASP | -0.024239 | LD | Denton
T2 | N_DENT | E_PASP | -0.024239 | LD | Denton
DN_LOAD1 | N_DENT | E_PASP | -0.024239 | LD | Denton
T1 | N_LAKE_D | E_PASP | -0.024239 | LD | Denton
T2 | N_LAKE_D | E_PASP | -0.024239 | LD | Denton
LD2 | TEN | E_PASP | -0.024236 | LD | Johnson
LD1 | TEN | E_PASP | -0.024236 | LD | Johnson
LDLXFMR1 | BRIRV | E_PASP | -0.024228 | LD | Tarrant
LDLXFMR2 | BRIRV | E_PASP | -0.024218 | LD | Tarrant
LDXFMR2 | FARON | E_PASP | -0.024214 | LD | Tarrant
LDLXFMR3 | HORNE | E_PASP | -0.024214 | LD | Tarrant
LDLXFMR1 | HORNE | E_PASP | -0.024214 | LD | Tarrant
MTNSPRGS1 | MTNSPRGS | E_PASP | -0.024212 | LD | Cooke
T1 | KNGSRW | E_PASP | -0.024212 | LD | Denton
T2 | KNGSRW | E_PASP | -0.024212 | LD | Denton
T3 | POCKRUSC | E_PASP | -0.02421 | LD | Denton
T2 | POCKRUSC | E_PASP | -0.02421 | LD | Denton
T1 | POCKRUSC | E_PASP | -0.02421 | LD | Denton
SPAUX1 | SPNCER | E_PASP | -0.024202 | LD | Denton
SPAUX2 | SPNCER | E_PASP | -0.024202 | LD | Denton
SPAUX4 | SPNCER | E_PASP | -0.024202 | LD | Denton
SPAUX5 | SPNCER | E_PASP | -0.024202 | LD | Denton
LOCUST_T1 | LOCUST_D | E_PASP | -0.024201 | LD | Denton
LOCUST_T2 | LOCUST_D | E_PASP | -0.024201 | LD | Denton
LOCUST_T3 | LOCUST_D | E_PASP | -0.024201 | LD | Denton
T1 | WOODROW | E_PASP | -0.024201 | LD | Denton
T2 | WOODROW | E_PASP | -0.024201 | LD | Denton
LD2 | INDUSTRL | E_PASP | -0.024201 | LD | Denton
LD1 | INDUSTRL | E_PASP | -0.024201 | LD | Denton
T1 | MCKINNEY | E_PASP | -0.024197 | LD | Denton
T2 | MCKINNEY | E_PASP | -0.024197 | LD | Denton
T3 | MCKINNEY | E_PASP | -0.024197 | LD | Denton
T4 | MCKINNEY | E_PASP | -0.024197 | LD | Denton
T1 | COOPERCK | E_PASP | -0.024192 | LD | Denton
T2 | COOPERCK | E_PASP | -0.024192 | LD | Denton
LDLXFMR3 | CRNTH | E_PASP | -0.024189 | LD | Denton
LDLXFMR2 | CRNTH | E_PASP | -0.024189 | LD | Denton
LDLXFMR1 | CRNTH | E_PASP | -0.024189 | LD | Denton
LDLXFMR1 | GNSVN | E_PASP | -0.024187 | LD | Cooke
LDLXFMR2 | WATCO | E_PASP | -0.02418 | LD | McLennan
LDLXFMR1 | WATCO | E_PASP | -0.02418 | LD | McLennan
LKWHI_1 | LKWHITNY | E_PASP | -0.024176 | LD | Bosque
LKWHI_2 | LKWHITNY | E_PASP | -0.024176 | LD | Bosque
WHITN_2 | WHITNEY | E_PASP | -0.024176 | LD | Hill
WHITN_1 | WHITNEY | E_PASP | -0.024176 | LD | Hill
LDXFMR1 | PFFRD | E_PASP | -0.024172 | LD | Tarrant
LDXFMR2 | PFFRD | E_PASP | -0.024172 | LD | Tarrant
LDXFMR1 | ROSEM | E_PASP | -0.024172 | LD | Tarrant
LDXFMR2 | ROSEM | E_PASP | -0.024172 | LD | Tarrant
LDLXFMR1 | WDGWD | E_PASP | -0.024172 | LD | Tarrant
LDLXFMR2 | WDGWD | E_PASP | -0.024172 | LD | Tarrant
LDXFMR3 | WDGWD | E_PASP | -0.024172 | LD | Tarrant
LDLXFMR1 | GNSVL | E_PASP | -0.024168 | LD | Cooke
LDLXFMR3 | GNSVL | E_PASP | -0.024168 | LD | Cooke
LDXFMR1 | MNSTR | E_PASP | -0.024168 | LD | Cooke
LD0301 | RCHHL | E_PASP | -0.024167 | LD | Tarrant
LXFMR4 | RCHHL | E_PASP | -0.024167 | LD | Tarrant
T1 | ARCO | E_PASP | -0.024164 | LD | Denton
T2 | ARCO | E_PASP | -0.024164 | LD | Denton
TLB_1 | TLBRT | E_PASP | -0.024163 | LD | Milam
LDLXFMR1 | BLAGG | E_PASP | -0.024162 | LD | Denton
LD2501 | RDLML | E_PASP | -0.024158 | LD | Tarrant
JOSHUA1 | JOSHUA | E_PASP | -0.024157 | LD | Johnson
JOSHUA2 | JOSHUA | E_PASP | -0.024157 | LD | Johnson
LD4211 | PRFTW | E_PASP | -0.024156 | LD | Tarrant
LD4212 | PRFTW | E_PASP | -0.024156 | LD | Tarrant
LOAD1 | CRWN_SLR | E_PASP | -0.024153 | LD | Falls
LOAD1 | GOLINDA | E_PASP | -0.024153 | LD | Falls
LOAD1 | AQUILLA | E_PASP | -0.024147 | LD | Hill
LOAD2 | AQUILLA | E_PASP | -0.024147 | LD | Hill
LOAD1 | MERCURY | E_PASP | -0.024147 | LD | Hill
LOAD2 | MERCURY | E_PASP | -0.024147 | LD | Hill
LDXFMR1 | GODLY | E_PASP | -0.024147 | LD | Johnson
LDLXFMR1 | RKCRK | E_PASP | -0.024138 | LD | Tarrant
LDLXFMR2 | RKCRK | E_PASP | -0.024138 | LD | Tarrant
LXFMR1 | RCHHL | E_PASP | -0.024136 | LD | Tarrant
LXFMR3 | RCHHL | E_PASP | -0.024136 | LD | Tarrant
LD0300 | RCHHL | E_PASP | -0.024136 | LD | Tarrant
KIOWA1 | KIOWA | E_PASP | -0.024135 | LD | Cooke
LDLXFMR4 | MSTLT | E_PASP | -0.02413 | LD | Tarrant
LDLXFMR3 | MSTLT | E_PASP | -0.02413 | LD | Tarrant
KEN_12 | KEN | E_PASP | -0.024125 | LD | Johnson
LDLXFMR1 | GNSVE | E_PASP | -0.024125 | LD | Cooke
BESS_AUX | SUNVASLR | E_PASP | -0.024123 | LD | Hill
LOAD1 | SUNVASLR | E_PASP | -0.024123 | LD | Hill
LOAD2 | SUNVASLR | E_PASP | -0.024123 | LD | Hill
BESS1_CHARGE | SUNVASLR | E_PASP | -0.024123 | LD | Hill
BESS2_CHARGE | SUNVASLR | E_PASP | -0.024123 | LD | Hill
LDXFMR1 | WTAUG | E_PASP | -0.024121 | LD | Tarrant
LDXFMR3 | WTAUG | E_PASP | -0.024121 | LD | Tarrant
SALEM1 | SALEM11 | E_PASP | -0.024117 | LD | Cooke
CROWLEY | CROWLEY | E_PASP | -0.024116 | LD | Johnson
CROWLEY2 | CROWLEY | E_PASP | -0.024116 | LD | Johnson
LDLXFMR1 | CRNSO | E_PASP | -0.024116 | LD | Denton
UNIT3_AUX_XFMR | BOSQUESW | E_PASP | -0.024101 | LD | Bosque
LDLXFMR1 | EPDCS | E_PASP | -0.024097 | LD | Tarrant
LDXFMR1 | HMPHL | E_PASP | -0.024097 | LD | Tarrant
LDLXFMR2 | HMPHL | E_PASP | -0.024097 | LD | Tarrant
LDXFMR3 | HMPHL | E_PASP | -0.024097 | LD | Tarrant
LDLXFMR1 | SYCRK | E_PASP | -0.024097 | LD | Tarrant
LDLXFMR2 | SYCRK | E_PASP | -0.024097 | LD | Tarrant
LDLXFMR3 | SYCRK | E_PASP | -0.024097 | LD | Tarrant
LDLXFMR4 | SYCRK | E_PASP | -0.024097 | LD | Tarrant
LAMPO_10 | LAMPOST | E_PASP | -0.024087 | LD | Hill
YATES | YATES | E_PASP | -0.024084 | LD | Hill
LD2500 | RDLML | E_PASP | -0.024079 | LD | Tarrant
LAL_12 | LAL | E_PASP | -0.024077 | LD | Johnson
LDXFMR1 | EDGCF | E_PASP | -0.024076 | LD | Tarrant
LDXFMR2 | EDGCF | E_PASP | -0.024076 | LD | Tarrant
CANYON1 | CANYN | E_PASP | -0.024073 | LD | Denton
CANYON2 | CANYN | E_PASP | -0.024073 | LD | Denton
LDLXFMR3 | EDGCF | E_PASP | -0.024072 | LD | Tarrant
LDLXFMR4 | EDGCF | E_PASP | -0.024072 | LD | Tarrant
LOAD_81 | ARLQE | E_PASP | -0.02407 | LD | Johnson
LDLXFMR3 | CLBNR | E_PASP | -0.02406 | LD | Johnson
LDLXFMR1 | CLBNR | E_PASP | -0.02406 | LD | Johnson
LDLXFMR2 | CLBNR | E_PASP | -0.02406 | LD | Johnson
LDLXFMR2 | WWDWY | E_PASP | -0.024059 | LD | McLennan
LDLXFMR1 | WWDWY | E_PASP | -0.024059 | LD | McLennan
GAINESVIL1 | GAINSVIL | E_PASP | -0.024059 | LD | Cooke
HAWKINS1 | HAWKINSW | E_PASP | -0.024059 | LD | Cooke
REDRIVER1 | REDRIVER | E_PASP | -0.024059 | LD | Cooke
SINCLAIR1 | SINCLAIR | E_PASP | -0.024059 | LD | Cooke
SIVELBEND1 | SVB | E_PASP | -0.024059 | LD | Cooke
WALNUTBND1 | WALNBEND | E_PASP | -0.024059 | LD | Cooke
WOODBINE1 | WOODBINE | E_PASP | -0.024059 | LD | Cooke
COV_12 | COV | E_PASP | -0.024054 | LD | Johnson
LDLXFMR1 | KRGRV | E_PASP | -0.024053 | LD | Denton
KRUGR_1 | KRUGRVLE | E_PASP | -0.024053 | LD | Denton
SND_12 | SND | E_PASP | -0.024047 | LD | Johnson
OAKPOINT1 | OAKPNT | E_PASP | -0.024021 | LD | Denton
OAKPOINT3 | OAKPNT | E_PASP | -0.024021 | LD | Denton
LD6801 | RGFTW | E_PASP | -0.024019 | LD | Tarrant
LDLXFMR1 | BRONZ | E_PASP | -0.024018 | LD | McLennan
LDLXFMR1 | CASTL | E_PASP | -0.024018 | LD | McLennan
LDLXFMR2 | EDDYS | E_PASP | -0.024018 | LD | McLennan
LDXFMR1 | EDDYS | E_PASP | -0.024018 | LD | McLennan
LDLXFMR1A | EDDYS | E_PASP | -0.024018 | LD | McLennan
LORENA_L1 | LORENA | E_PASP | -0.024018 | LD | McLennan
MT19 | LRENA | E_PASP | -0.024018 | LD | McLennan
LDLXFMR1 | ROSEN | E_PASP | -0.024018 | LD | McLennan
CON_12 | CONLEY | E_PASP | -0.024015 | LD | Johnson
LD6800 | RGFTW | E_PASP | -0.024015 | LD | Tarrant
WHITSBORO1 | WHITSBOR | E_PASP | -0.024014 | LD | Grayson
HIGHLAND1 | HILND | E_PASP | -0.024004 | LD | Denton
HIGHLAND2 | HILND | E_PASP | -0.024004 | LD | Denton
LDXFMR1 | ALCON | E_PASP | -0.024002 | LD | Tarrant
UNIT1_AUX_XFMR | BOSQUESW | E_PASP | -0.024002 | LD | Bosque
UNIT2_AUX_XFMR | BOSQUESW | E_PASP | -0.024002 | LD | Bosque
UNIT5_AUX_XFMR | BOSQUESW | E_PASP | -0.024002 | LD | Bosque
LDXFMR2 | ALCON | E_PASP | -0.024002 | LD | Tarrant
LDXFMR1 | AYERS | E_PASP | -0.024002 | LD | Tarrant
EGN_12 | EGN | E_PASP | -0.02399 | LD | Johnson
LDLXFMR2 | WSANG | E_PASP | -0.023974 | LD | McLennan
LDLXFMR3 | FSTHL | E_PASP | -0.023974 | LD | Tarrant
LDRLPOI | RLPOI | E_PASP | -0.023974 | LD | Tarrant
LDXFMR3 | ROLHL | E_PASP | -0.023974 | LD | Tarrant
LDMB2 | ROLHL | E_PASP | -0.023974 | LD | Tarrant
LDXFMR1 | FHLSW | E_PASP | -0.023972 | LD | Tarrant
LDXFMR2 | FHLSW | E_PASP | -0.023972 | LD | Tarrant
LDMB1 | ROLHL | E_PASP | -0.023968 | LD | Tarrant
LDXFMR3 | SMFLD | E_PASP | -0.023966 | LD | Tarrant
LDXFMR1 | SMFLD | E_PASP | -0.023966 | LD | Tarrant
LDLXFMR1 | BRLND | E_PASP | -0.023962 | LD | Parker
LDLXFMR3 | BRLSN | E_PASP | -0.023962 | LD | Tarrant
LDLXFMR2 | BRLSN | E_PASP | -0.023962 | LD | Tarrant
LDLXFMR1 | BRLSN | E_PASP | -0.023962 | LD | Tarrant
XFMR2 | CRWLY | E_PASP | -0.023962 | LD | Tarrant
XFMR1 | CRWLY | E_PASP | -0.023962 | LD | Tarrant
LDXFMR3 | BRNAV | E_PASP | -0.023962 | LD | Tarrant
LDLXFMR1 | BRNAV | E_PASP | -0.023962 | LD | Tarrant
LDXFMR2 | BRNAV | E_PASP | -0.023962 | LD | Tarrant
LDLXFMR4 | BRNAV | E_PASP | -0.023962 | LD | Tarrant
LDLXFMR1 | WSHIR | E_PASP | -0.023961 | LD | Johnson
LDXFMR2 | JSHUA | E_PASP | -0.023961 | LD | Johnson
LDXFMR1 | JSHUA | E_PASP | -0.023961 | LD | Johnson
LDXFMR6A | DUVAL | E_PASP | -0.02396 | LD | Tarrant
LDXFMR5A | DUVAL | E_PASP | -0.02396 | LD | Tarrant
LDLXFMR1 | ROSED | E_PASP | -0.023957 | LD | Tarrant
LDLXFMR2 | ROSED | E_PASP | -0.023957 | LD | Tarrant
XFMR_1 | WHTS_RC | E_PASP | -0.023957 | LD | Grayson
LDXFMR1 | WBOSE | E_PASP | -0.023957 | LD | Grayson
LDXFMR2 | WBOSE | E_PASP | -0.023957 | LD | Grayson
LDLXFMR1 | CLBRN | E_PASP | -0.023956 | LD | Johnson
LDLXFMR2 | CLBRN | E_PASP | -0.023956 | LD | Johnson
SXFMR3 | HLSES | E_PASP | -0.023956 | LD | Tarrant
BUR_12 | BUR | E_PASP | -0.023951 | LD | Johnson
BUR_122 | BUR | E_PASP | -0.023951 | LD | Johnson
LDLXFMR3 | MNFLD | E_PASP | -0.023948 | LD | Tarrant
LDLXFMR2 | MNFLD | E_PASP | -0.023948 | LD | Tarrant
LDLXFMR1 | MNFLD | E_PASP | -0.023948 | LD | Tarrant
LDLXFMR6 | DUVAL | E_PASP | -0.023947 | LD | Tarrant
LDLXFMR5 | DUVAL | E_PASP | -0.023947 | LD | Tarrant
LDLXFMR2 | EPDCS | E_PASP | -0.023947 | LD | Tarrant
SXFMR45 | HLSES | E_PASP | -0.023947 | LD | Tarrant
LDLXFMR1 | HLSES | E_PASP | -0.023947 | LD | Tarrant
LDLXFMR2 | HLSES | E_PASP | -0.023947 | LD | Tarrant
LDLXFMR3 | HLSES | E_PASP | -0.023947 | LD | Tarrant
LDLXFMR2A | ROSED | E_PASP | -0.023947 | LD | Tarrant
LDLXFMR1A | ROSED | E_PASP | -0.023947 | LD | Tarrant
LDXFMR1 | BOWEN | E_PASP | -0.023946 | LD | Tarrant
LDXFMR2 | BOWEN | E_PASP | -0.023946 | LD | Tarrant
LDXFMR1 | DAVIS | E_PASP | -0.023946 | LD | Tarrant
LDXFMR3 | DAVIS | E_PASP | -0.023946 | LD | Tarrant
LDLXFMR1 | VGCRK | E_PASP | -0.023946 | LD | Tarrant
LDLXFMR3 | KNEDL | E_PASP | -0.023944 | LD | Tarrant
LDLXFMR4 | KNEDL | E_PASP | -0.023944 | LD | Tarrant
LDLXFMR2A | KNEDL | E_PASP | -0.023944 | LD | Tarrant
LDLXFMR2 | TATSP | E_PASP | -0.023943 | LD | Tarrant
LDLXFMR1 | TATSP | E_PASP | -0.023943 | LD | Tarrant
LDLXFMR3 | TATSP | E_PASP | -0.023943 | LD | Tarrant
SOUTH | LWVJS | E_PASP | -0.023941 | LD | Denton
NORTH | LWVJS | E_PASP | -0.023941 | LD | Denton
LDXFMR2 | OAKHL | E_PASP | -0.02394 | LD | Tarrant
LDXFMR1 | OAKHL | E_PASP | -0.023939 | LD | Tarrant
LDXFMR1 | GDNVL | E_PASP | -0.023938 | LD | Grayson
SHRWD_RC2 | SHRWD_RC | E_PASP | -0.023938 | LD | Grayson
SHRWD_RC1 | SHRWD_RC | E_PASP | -0.023938 | LD | Grayson
RGH_10 | RGH | E_PASP | -0.023935 | LD | McLennan
NAVO2 | NAVO | E_PASP | -0.023926 | LD | Denton
NAVO1 | NAVO | E_PASP | -0.023926 | LD | Denton
NAVO3 | NAVO | E_PASP | -0.023926 | LD | Denton
LDTR1 | LWSVW | E_PASP | -0.023917 | LD | Denton
LDTR2 | LWSVW | E_PASP | -0.023917 | LD | Denton
LDTR3 | LWSVW | E_PASP | -0.023917 | LD | Denton
TIMBR_12 | TIMBRGRN | E_PASP | -0.023916 | LD | Johnson
LDLXFMR2 | CLBWS | E_PASP | -0.023911 | LD | Johnson
LDLXFMR1 | CLBWS | E_PASP | -0.023911 | LD | Johnson
PARVIN3 | PARVIN | E_PASP | -0.023902 | LD | Denton
PARVIN2 | PARVIN | E_PASP | -0.023902 | LD | Denton
PARVIN1 | PARVIN | E_PASP | -0.023902 | LD | Denton
XFMR1 | WMMM2 | E_PASP | -0.023899 | LD | McLennan
LDLXFMR1 | WMMMR | E_PASP | -0.023899 | LD | McLennan
LDLXFMR3 | WMMMR | E_PASP | -0.023899 | LD | McLennan
MT32 | WMMMR | E_PASP | -0.023899 | LD | McLennan
XFMR1 | DUPUY | E_PASP | -0.023898 | LD | McLennan
XFMR2 | DUPUY | E_PASP | -0.023898 | LD | McLennan
XFMR3 | DUPUY | E_PASP | -0.023898 | LD | McLennan
LDXFMR1 | KEENE | E_PASP | -0.023897 | LD | Johnson
LDXFMR2 | KEENE | E_PASP | -0.023897 | LD | Johnson
PEORI_10 | PEORIA | E_PASP | -0.023897 | LD | Hill
HIGHPNT1 | HIGHPNT | E_PASP | -0.023894 | LD | Johnson
LDXFMR1 | TRNTY | E_PASP | -0.023893 | LD | Tarrant
LDLXFMR1 | WSANG | E_PASP | -0.023893 | LD | McLennan
LDLXFMR1 | LKWOD | E_PASP | -0.023887 | LD | Tarrant
LDLXFMR2 | LKWOD | E_PASP | -0.023887 | LD | Tarrant
LDXFMR1 | WHITE | E_PASP | -0.023887 | LD | Tarrant
LDXFMR2 | WHITE | E_PASP | -0.023887 | LD | Tarrant
RET_12 | RET | E_PASP | -0.023886 | LD | Johnson
LEWISVLSW1 | LWSSW | E_PASP | -0.023884 | LD | Denton
LEWISVILL1 | LWSVL | E_PASP | -0.023882 | LD | Denton
LDLXFMR1 | WSOTH | E_PASP | -0.023874 | LD | McLennan
LDLXFMR2 | WSOTH | E_PASP | -0.023874 | LD | McLennan
PNTHRCRK1 | PNTHRCRK | E_PASP | -0.023873 | LD | Denton
PNTHRCRK2 | PNTHRCRK | E_PASP | -0.023873 | LD | Denton
PNTHRCRK4 | PNTHRCRK | E_PASP | -0.023873 | LD | Denton
PNTHRCRK3 | PNTHRCRK | E_PASP | -0.023873 | LD | Denton
LDLXFMR2 | WNTHW | E_PASP | -0.023872 | LD | McLennan
LDLXFMR1 | WNTHW | E_PASP | -0.023872 | LD | McLennan
LDLXFMR1 | FROWS | E_PASP | -0.023867 | LD | McLennan
XFMR2 | WMMM2 | E_PASP | -0.023866 | LD | McLennan
LDLXFMR2 | WMMMR | E_PASP | -0.023866 | LD | McLennan
LDLXFMR1 | MRYAV | E_PASP | -0.023865 | LD | McLennan
VALYBRANCH | VLYBRNCH | E_PASP | -0.02386 | LD | Johnson
LDLXFMR1 | WCOLO | E_PASP | -0.023854 | LD | McLennan
LDLXFMR2 | WCOLO | E_PASP | -0.023854 | LD | McLennan
LDLXFMR1 | NCRST | E_PASP | -0.023853 | LD | McLennan
LDLXFMR2 | NCRST | E_PASP | -0.023853 | LD | McLennan
LDLXFMR1 | BDFRD | E_PASP | -0.023851 | LD | Tarrant
LDLXFMR2 | TRNTY | E_PASP | -0.02385 | LD | Tarrant
LDSP1 | ROSSN | E_PASP | -0.023848 | LD | McLennan
LDXFMR1 | TTXPL | E_PASP | -0.023848 | LD | McLennan
LDLXFMR1 | WNRTH | E_PASP | -0.023848 | LD | McLennan
LDLXFMR2 | WNRTH | E_PASP | -0.023848 | LD | McLennan
LDLXFMR1 | BLMED | E_PASP | -0.023842 | LD | McLennan
LDLXFMR2 | BLMED | E_PASP | -0.023842 | LD | McLennan
LDXFMR1 | PNTGO | E_PASP | -0.023835 | LD | Tarrant
LDXFMR2 | PNTGO | E_PASP | -0.023835 | LD | Tarrant
HILL_1 | HILL_CO | E_PASP | -0.023832 | LD | Hill
MOUND1 | MOUND | E_PASP | -0.023827 | LD | Denton
LDXFMR1 | WKATY | E_PASP | -0.023823 | LD | McLennan
LDLXFMR2 | EULSO | E_PASP | -0.023816 | LD | Tarrant
LDLXFMR1 | EULSO | E_PASP | -0.023816 | LD | Tarrant
LIL122 | LIL | E_PASP | -0.023811 | LD | Johnson
LIL121 | LIL | E_PASP | -0.023811 | LD | Johnson
LD1 | BYLOR | E_PASP | -0.023809 | LD | McLennan
FRISCO1 | FRS | E_PASP | -0.023807 | LD | Collin
FRISCO2 | FRS | E_PASP | -0.023807 | LD | Collin
LXFMR1 | ROBNW | E_PASP | -0.023806 | LD | McLennan
LDXFMR2 | ROBNW | E_PASP | -0.023806 | LD | McLennan
LDXFMR1 | BLUMS | E_PASP | -0.023805 | LD | Hill
LDXFMR2 | BLUMS | E_PASP | -0.023805 | LD | Hill
LDLXFMR4 | WEAST | E_PASP | -0.023801 | LD | McLennan
LDLXFMR3 | WEAST | E_PASP | -0.023801 | LD | McLennan
LXFMR1 | EULTB | E_PASP | -0.023798 | LD | Tarrant
LDLXFMR2 | EULTB | E_PASP | -0.023798 | LD | Tarrant
MCKAMY1 | MCKMY | E_PASP | -0.023795 | LD | Denton
MCKAMY2 | MCKMY | E_PASP | -0.023795 | LD | Denton
LDLXFMR2 | COPEL | E_PASP | -0.023792 | LD | Dallas
LDLXFMR1 | COPEL | E_PASP | -0.023792 | LD | Dallas
SHMW1 | SHMW_RC | E_PASP | -0.02378 | LD | Grayson
LDXFMR1 | SHLMT | E_PASP | -0.02378 | LD | Grayson
LDXFMR2 | SHLMT | E_PASP | -0.02378 | LD | Grayson
LOAD1 | PHILLWND | E_PASP | -0.023779 | LD | Limestone
LOAD2 | PHILLWND | E_PASP | -0.023779 | LD | Limestone
LDTR3 | LWVTI | E_PASP | -0.023778 | LD | Denton
LDTR1 | LWVTI | E_PASP | -0.023778 | LD | Denton
LDTR4 | LWVTI | E_PASP | -0.023778 | LD | Denton
LDTR5 | LWVTI | E_PASP | -0.023778 | LD | Denton
LDLXFMR1 | BDFWD | E_PASP | -0.023774 | LD | Tarrant
L1 | BLANTON | E_PASP | -0.023773 | LD | Hill
LDLXFMR1 | WRIDG | E_PASP | -0.023773 | LD | Collin
LDLXFMR2 | WRIDG | E_PASP | -0.023773 | LD | Collin
ROCKHILL1 | ROCKHILL | E_PASP | -0.02377 | LD | Collin
ROCKHILL2 | ROCKHILL | E_PASP | -0.02377 | LD | Collin
ROCKHILL3 | ROCKHILL | E_PASP | -0.02377 | LD | Collin
ROCKHILL4 | ROCKHILL | E_PASP | -0.02377 | LD | Collin
LDLXFMR1 | PRSPR | E_PASP | -0.023767 | LD | Collin
LDXFMR3 | ARLNG | E_PASP | -0.023763 | LD | Tarrant
LDXFMR1 | ARLNG | E_PASP | -0.023763 | LD | Tarrant
RMNJURZ2 | RMNJUARZ | E_PASP | -0.023761 | LD | Denton
REDBUD2 | REDBUD | E_PASP | -0.023759 | LD | Collin
REDBUD1 | REDBUD | E_PASP | -0.023759 | LD | Collin
LDBH1 | BHELI | E_PASP | -0.023757 | LD | Tarrant
LDXFMR2 | HURST | E_PASP | -0.023757 | LD | Tarrant
LDXFMR1 | HURST | E_PASP | -0.023757 | LD | Tarrant
CELINA_RC2 | CELINARC | E_PASP | -0.023756 | LD | Collin
CELINA_RC1 | CELINARC | E_PASP | -0.023756 | LD | Collin
LDLXFMR1 | CLNSE | E_PASP | -0.023756 | LD | Collin
LDLXFMR2 | CLNSE | E_PASP | -0.023756 | LD | Collin
CPR_RC_1 | CPR_RC | E_PASP | -0.023756 | LD | Collin
CPR_RC_2 | CPR_RC | E_PASP | -0.023756 | LD | Collin
RMNJURZ1 | RMNJUARZ | E_PASP | -0.023755 | LD | Denton
CUSTER2 | CST | E_PASP | -0.023755 | LD | Collin
CUSTER3 | CST | E_PASP | -0.023755 | LD | Collin
LDTR3 | LKPNT | E_PASP | -0.023754 | LD | Denton
LDTR4 | LKPNT | E_PASP | -0.023754 | LD | Denton
STONEBROK3 | STONBROK | E_PASP | -0.023753 | LD | Denton
STONEBROK1 | STONBROK | E_PASP | -0.023753 | LD | Denton
STONEBROK2 | STONBROK | E_PASP | -0.023753 | LD | Denton
STONEBROK4 | STONBROK | E_PASP | -0.023753 | LD | Denton
LDLXFMR1 | FRSCW | E_PASP | -0.023751 | LD | Denton
LDLXFMR2 | FRSCW | E_PASP | -0.023751 | LD | Denton
LDLXFMR2 | FLMSO | E_PASP | -0.023751 | LD | Denton
LDLXFMR1 | FLMSO | E_PASP | -0.023751 | LD | Denton
GRAPE_18 | GRAPEVIN | E_PASP | -0.023751 | LD | Tarrant
IBM_1 | IBM_ | E_PASP | -0.023751 | LD | Denton
IBM_2 | IBM_ | E_PASP | -0.023751 | LD | Denton
IMB_3 | IBM_ | E_PASP | -0.023751 | LD | Denton
KIMBALRD1 | KIMBALRD | E_PASP | -0.023751 | LD | Tarrant
LDLXFMR1 | KIMBL | E_PASP | -0.023751 | LD | Tarrant
LDLXFMR2 | KIMBL | E_PASP | -0.023751 | LD | Tarrant
LDLXFMR3 | KIMBL | E_PASP | -0.023751 | LD | Tarrant
LXFMR1 | MCKMY | E_PASP | -0.023751 | LD | Denton
LXFMR2 | MCKMY | E_PASP | -0.023751 | LD | Denton
LDLXFMR2 | SLAKE | E_PASP | -0.023751 | LD | Denton
LDLXFMR1 | SLAKE | E_PASP | -0.023751 | LD | Denton
BRIDGES4 | BRG | E_PASP | -0.023748 | LD | Denton
BRIDGES2 | BRG | E_PASP | -0.023748 | LD | Denton
BRIDGES3 | BRG | E_PASP | -0.023748 | LD | Denton
BRIDGES1 | BRG | E_PASP | -0.023748 | LD | Denton
LDLXFMR1 | GRPTT | E_PASP | -0.023748 | LD | Tarrant
LD1 | ROLTR | E_PASP | -0.023744 | LD | Collin
ALHUB_RC2 | ALHUB_RC | E_PASP | -0.023743 | LD | Collin
ALHUB_RC1 | ALHUB_RC | E_PASP | -0.023743 | LD | Collin
LDLXFMR1 | MCTYE | E_PASP | -0.023743 | LD | McLennan
LDXFMR1 | DFWNW | E_PASP | -0.023742 | LD | Tarrant
LDXFMR2 | DFWNW | E_PASP | -0.023742 | LD | Tarrant
LDLXFMR1 | WLASL | E_PASP | -0.023739 | LD | McLennan
LDLXFMR3 | GRPVN | E_PASP | -0.023739 | LD | Tarrant
LDLXFMR2 | GRPVN | E_PASP | -0.023739 | LD | Tarrant
LDLXFMR1 | GRPVN | E_PASP | -0.023739 | LD | Tarrant
LDLXFMR1 | COLNY | E_PASP | -0.023738 | LD | Denton
XFMR1 | EPCO_RC | E_PASP | -0.023737 | LD | Collin
XFMR2 | EPCO_RC | E_PASP | -0.023737 | LD | Collin
LD2501 | RBNSN | E_PASP | -0.023734 | LD | McLennan
LD2502 | RBNSN | E_PASP | -0.023734 | LD | McLennan
LDXFMR2 | DAVIS | E_PASP | -0.023733 | LD | Tarrant
LDLXFMR2 | COLNY | E_PASP | -0.02373 | LD | Denton
LDXFMR2 | BRHLW | E_PASP | -0.023729 | LD | Tarrant
LDLXFMR3 | BRHLW | E_PASP | -0.023729 | LD | Tarrant
LDLXFMR4 | MCDMT | E_PASP | -0.023728 | LD | Collin
LDLXFMR1 | MCDMT | E_PASP | -0.023728 | LD | Collin
LDLXFMR2 | MCDMT | E_PASP | -0.023728 | LD | Collin
LDLXFMR3 | MCDMT | E_PASP | -0.023728 | LD | Collin
LDTR1 | LWSVS | E_PASP | -0.023728 | LD | Denton
LDTR2 | LWSVS | E_PASP | -0.023728 | LD | Denton
LDLXFMR2 | ARLNG | E_PASP | -0.023725 | LD | Tarrant
LDLXFMR1 | CPLSO | E_PASP | -0.023724 | LD | Dallas
LDLXFMR2 | CPLSO | E_PASP | -0.023724 | LD | Dallas
LDLXFMR1 | GRHWY | E_PASP | -0.023721 | LD | Tarrant
LDLXFMR2 | GRHWY | E_PASP | -0.023721 | LD | Tarrant
LDLXFMR2 | EXPKY | E_PASP | -0.02372 | LD | Tarrant
HEBRON1 | HBR | E_PASP | -0.023719 | LD | Denton
HEBRON2 | HBR | E_PASP | -0.023719 | LD | Denton
LDLXFMR4 | GSTHW | E_PASP | -0.023715 | LD | Tarrant
LDLXFMR6 | GSTHW | E_PASP | -0.023715 | LD | Tarrant
CUSTER4 | CST | E_PASP | -0.023713 | LD | Collin
CUSTER1 | CST | E_PASP | -0.023713 | LD | Collin
LDLXFMR2 | PRMED | E_PASP | -0.023712 | LD | Collin
LDLXFMR1 | ATNRN | E_PASP | -0.023711 | LD | Denton
LDLXFMR3 | ATNRN | E_PASP | -0.023711 | LD | Denton
JOSEY1 | JOSEY | E_PASP | -0.023711 | LD | Denton
LDXFMR2 | ALVDO | E_PASP | -0.023707 | LD | Johnson
LDXFMR1 | ALVDO | E_PASP | -0.023707 | LD | Johnson
LDLXMFR2 | BDFRD | E_PASP | -0.023707 | LD | Tarrant
LDLXMFR2 | BDFWD | E_PASP | -0.023707 | LD | Tarrant
LDLXFMR2 | BRCRK | E_PASP | -0.023707 | LD | Tarrant
LDLXFMR1 | BRCRK | E_PASP | -0.023707 | LD | Tarrant
LDLXFMR2 | CLYVL | E_PASP | -0.023707 | LD | Tarrant
LDLXFMR1 | CLYVL | E_PASP | -0.023707 | LD | Tarrant
LDLXFMR4 | EULES | E_PASP | -0.023707 | LD | Tarrant
LDLXFMR2 | EULES | E_PASP | -0.023707 | LD | Tarrant
LDLXFMR1 | EULES | E_PASP | -0.023707 | LD | Tarrant
LDLXFMR3 | EULES | E_PASP | -0.023707 | LD | Tarrant
LDLXFMR2 | PCOMM | E_PASP | -0.023706 | LD | Collin
LDLXFMR1 | CRLFR | E_PASP | -0.023703 | LD | Denton
LDLXFMR4 | CRLFR | E_PASP | -0.023703 | LD | Denton
LDLXFMR2 | PTENN | E_PASP | -0.023702 | LD | Collin
LDLXFMR6 | PTENN | E_PASP | -0.023702 | LD | Collin
LDLXFMR3 | PTENN | E_PASP | -0.023702 | LD | Collin
LDLXFMR5 | PTENN | E_PASP | -0.023702 | LD | Collin
LDLXFMR1 | PCOMM | E_PASP | -0.023701 | LD | Collin
SPRNGCRK1 | SPRNGCRK | E_PASP | -0.023701 | LD | Collin
SPRNGCRK2 | SPRNGCRK | E_PASP | -0.023701 | LD | Collin
LDLXFMR2 | ATNRN | E_PASP | -0.023701 | LD | Denton
JOSEY3 | JOSEY | E_PASP | -0.023701 | LD | Denton
PANDA_S_L1 | PANDA_S | E_PASP | -0.023701 | LD | Grayson
PANDA_S_L2 | PANDA_S | E_PASP | -0.023701 | LD | Grayson
LDLXFMR3 | CRLFR | E_PASP | -0.023699 | LD | Denton
LDLXFMR2 | CRLFR | E_PASP | -0.023699 | LD | Denton
LDLXFMR1 | PAYNE | E_PASP | -0.023699 | LD | Grayson
LDLXFMR3 | PAYNE | E_PASP | -0.023699 | LD | Grayson
LDXFMR1 | SHRSW | E_PASP | -0.023687 | LD | Tarrant
LDLXFMR2 | SHNRW | E_PASP | -0.023683 | LD | Grayson
LDLXFMR1 | SHNRW | E_PASP | -0.023683 | LD | Grayson
LDXFMR12 | HGRSW | E_PASP | -0.023682 | LD | Grayson
LDXFMR11 | HGRSW | E_PASP | -0.023682 | LD | Grayson
LDLXFMR1 | MEMCS | E_PASP | -0.023682 | LD | Grayson
LDLXFMR3 | MEMCS | E_PASP | -0.023682 | LD | Grayson
LXFMR1 | SHRTI | E_PASP | -0.023682 | LD | Grayson
LXFMR2 | SHRTI | E_PASP | -0.023682 | LD | Grayson
LDLXFMR1 | SHSTH | E_PASP | -0.023681 | LD | Grayson
LDLXFMR2 | SHSTH | E_PASP | -0.023681 | LD | Grayson
LDLXFMR2 | ROLTR | E_PASP | -0.023681 | LD | Collin
LDLXFMR1 | SHMNE | E_PASP | -0.02368 | LD | Grayson
LDLXFMR2 | SHMNE | E_PASP | -0.02368 | LD | Grayson
WHTMD_RC1 | WHTMD_RC | E_PASP | -0.023674 | LD | Grayson
WHTMD_RC2 | WHTMD_RC | E_PASP | -0.023674 | LD | Grayson
LD6226 | CNTRY | E_PASP | -0.023674 | LD | Tarrant
LD6188 | CNTRY | E_PASP | -0.023674 | LD | Tarrant
LDLXFMR2 | FINKS | E_PASP | -0.023673 | LD | Grayson
LDLXFMR1 | FINKS | E_PASP | -0.023673 | LD | Grayson
LDLXFMR1 | PERIN | E_PASP | -0.023673 | LD | Grayson
LDLXFMR5 | HKBRY | E_PASP | -0.023671 | LD | Dallas
LDLXFMR1 | HKBRY | E_PASP | -0.023671 | LD | Dallas
LDLXFMR2 | HKBRY | E_PASP | -0.023671 | LD | Dallas
LDLXFMR4 | HKBRY | E_PASP | -0.023671 | LD | Dallas
LDLXFMR2 | CRLUD | E_PASP | -0.02367 | LD | Dallas
LDLXFMR1 | LOYLK | E_PASP | -0.023668 | LD | Grayson
LDLXFMR1 | CRLUD | E_PASP | -0.023665 | LD | Dallas
NTHANNA_RC_1 | NTHANARC | E_PASP | -0.023664 | LD | Collin
NTHANNA_RC_2 | NTHANARC | E_PASP | -0.023664 | LD | Collin
EVANALRC2 | EVANALRC | E_PASP | -0.023664 | LD | Grayson
EVANALRC1 | EVANALRC | E_PASP | -0.023664 | LD | Grayson
LDLXFMR1 | DNIWS | E_PASP | -0.023662 | LD | Grayson
LDXFMR2 | HLSBR | E_PASP | -0.02366 | LD | Hill
LXFMR3 | HLSBR | E_PASP | -0.02366 | LD | Hill
LDLXFMR2 | VANAL | E_PASP | -0.02366 | LD | Grayson
LDXFMR1 | VANAL | E_PASP | -0.02366 | LD | Grayson
ELMNT_RC1 | ELMNT_RC | E_PASP | -0.02366 | LD | Grayson
ELMNT_RC2 | ELMNT_RC | E_PASP | -0.02366 | LD | Grayson
LDXFMR1 | LKTXP | E_PASP | -0.023659 | LD | Grayson
LDLXFMR2 | LKTXP | E_PASP | -0.023659 | LD | Grayson
LEBANON_2 | LEBNONA | E_PASP | -0.023656 | LD | Collin
LEBANON_3 | LEBNONA | E_PASP | -0.023656 | LD | Collin
LEBANON_1 | LEBNONA | E_PASP | -0.023656 | LD | Collin
LDLXFMR1 | DFWSE | E_PASP | -0.023655 | LD | Tarrant
LDLXFMR2 | DFWSE | E_PASP | -0.023655 | LD | Tarrant
LDLXFMR2 | VLYRN | E_PASP | -0.023654 | LD | Dallas
LDXFMR2 | THSES | E_PASP | -0.023654 | LD | McLennan
WSTMST_1 | WSTMNSTR | E_PASP | -0.023653 | LD | Collin
LDLXFMR2 | GVFTW | E_PASP | -0.023652 | LD | Johnson
LDXFMR1 | GVFTW | E_PASP | -0.023652 | LD | Johnson
EFORKRC1 | EFORK_RC | E_PASP | -0.02365 | LD | Collin
EFORKRC2 | EFORK_RC | E_PASP | -0.02365 | LD | Collin
LDLXFMR2 | DNISN | E_PASP | -0.023647 | LD | Grayson
LDLXFMR1 | DNISN | E_PASP | -0.023647 | LD | Grayson
LDXFMR1 | FLSSN | E_PASP | -0.023647 | LD | Ellis
LDXFMR1 | GVGLF | E_PASP | -0.023647 | LD | Hill
LDXFMR1 | MYPRL | E_PASP | -0.023647 | LD | Ellis
LDXFMR2 | MYPRL | E_PASP | -0.023647 | LD | Ellis
LDLXFMR1 | MYPTX | E_PASP | -0.023647 | LD | Ellis
LDLXFMR3 | CRLTN | E_PASP | -0.023647 | LD | Dallas
LDLXFMR4 | CRLTN | E_PASP | -0.023647 | LD | Dallas
LDLXFMR2 | CRLTN | E_PASP | -0.023647 | LD | Dallas
LDLXFMR1 | CRLTN | E_PASP | -0.023647 | LD | Dallas
LDXFMR1 | DNINR | E_PASP | -0.023641 | LD | Grayson
LDXFMR2 | DNINR | E_PASP | -0.023641 | LD | Grayson
LDLXFMR4 | PCOIT | E_PASP | -0.023639 | LD | Collin
LDLXFMR2 | PCOIT | E_PASP | -0.023639 | LD | Collin
TRNFLS1_1 | TRNFLSRC | E_PASP | -0.023637 | LD | Collin
TRNFLS2_2 | TRNFLSRC | E_PASP | -0.023637 | LD | Collin
LD3300 | PRKRW | E_PASP | -0.023637 | LD | Tarrant
LDLXFMR1 | CRLJL | E_PASP | -0.023637 | LD | Dallas
LDLXFMR2 | CRLJL | E_PASP | -0.023637 | LD | Dallas
LDLXFMR3 | INAIR | E_PASP | -0.023636 | LD | Tarrant
LDXFMR2 | INAIR | E_PASP | -0.023636 | LD | Tarrant
LD1700 | ITSCA | E_PASP | -0.023633 | LD | Hill
JESSICA1 | JESSICA | E_PASP | -0.023633 | LD | Johnson
LDXFMR2 | SHRSW | E_PASP | -0.023632 | LD | Tarrant
LDLXFMR1 | DFWSW | E_PASP | -0.02363 | LD | Tarrant
LDLXFMR2 | DFWSW | E_PASP | -0.02363 | LD | Tarrant
MT33 | DFWSW | E_PASP | -0.02363 | LD | Tarrant
BARCL_3 | BARCLAY | E_PASP | -0.023622 | LD | Falls
PNKHL1 | PNKHL_RC | E_PASP | -0.023618 | LD | Grayson
PNKHL2 | PNKHL_RC | E_PASP | -0.023618 | LD | Grayson
LDLXFMR2 | CRNRD | E_PASP | -0.023618 | LD | Dallas
LD6202 | CNTRY | E_PASP | -0.023617 | LD | Tarrant
LD6216 | CNTRY | E_PASP | -0.023617 | LD | Tarrant
LDXFMR1 | EFPMP | E_PASP | -0.023617 | LD | Dallas
LDXFMR2 | EFPMP | E_PASP | -0.023617 | LD | Dallas
LDLXFMR3 | EFPMP | E_PASP | -0.023617 | LD | Dallas
LDXFMR2 | EFPNR | E_PASP | -0.023617 | LD | Dallas
LDXFMR1 | EFPNR | E_PASP | -0.023617 | LD | Dallas
ITASC_10 | ITASCA | E_PASP | -0.023615 | LD | Hill
CHAMB_RC1 | CHAMB_RC | E_PASP | -0.023615 | LD | Collin
CHAMB_RC2 | CHAMB_RC | E_PASP | -0.023615 | LD | Collin
HAL_29 | HAL | E_PASP | -0.023614 | LD | McLennan
MLSSA_RC1 | MLSSA_RC | E_PASP | -0.023614 | LD | Collin
MLSSA_RC2 | MLSSA_RC | E_PASP | -0.023614 | LD | Collin
LDLXFMR1 | GNMSW | E_PASP | -0.023612 | LD | Tarrant
LDLXFMR2 | GNMSW | E_PASP | -0.023612 | LD | Tarrant
LDLXFMR3 | GNMSW | E_PASP | -0.023612 | LD | Tarrant
LDLXFMR3 | IRVVV | E_PASP | -0.023609 | LD | Dallas
LDLXFMR1 | IRVVV | E_PASP | -0.023609 | LD | Dallas
LDLXFMR4 | IRVVV | E_PASP | -0.023609 | LD | Dallas
LDXFMR1 | ABBOT | E_PASP | -0.023607 | LD | Hill
LDXFMR1 | MRTNS | E_PASP | -0.023607 | LD | Hill
XFMR1 | WESTS | E_PASP | -0.023607 | LD | McLennan
LDXFMR3 | GSTHW | E_PASP | -0.023607 | LD | Tarrant
LDLXFMR5 | GSTHW | E_PASP | -0.023607 | LD | Tarrant
NHSW_RC_1 | NHSW_RC | E_PASP | -0.023607 | LD | Collin
NHSW_RC_2 | NHSW_RC | E_PASP | -0.023607 | LD | Collin
NHSW_RC_3 | NHSW_RC | E_PASP | -0.023607 | LD | Collin
NHSW_RC_4 | NHSW_RC | E_PASP | -0.023607 | LD | Collin
LTCXFMR1 | WSTON | E_PASP | -0.023607 | LD | Collin
LDLXFMR1 | PRMED | E_PASP | -0.023605 | LD | Collin
LDLXFMR1 | CRNRD | E_PASP | -0.023604 | LD | Dallas
CHERY_RC | CHERY_RC | E_PASP | -0.023603 | LD | Grayson
LDLXFMR1 | EXPKY | E_PASP | -0.023603 | LD | Tarrant
LDXFMR1 | HNSLS | E_PASP | -0.023599 | LD | Dallas
LDLXFMR2 | ADISN | E_PASP | -0.023598 | LD | Dallas
LDLXFMR1 | ADISN | E_PASP | -0.023598 | LD | Dallas
LDXFMR4 | CRLTR | E_PASP | -0.023597 | LD | Dallas
LDXFMR3 | CRLTR | E_PASP | -0.023597 | LD | Dallas
LDXFMR1 | CRLTR | E_PASP | -0.023597 | LD | Dallas
LDXFMR2 | CRLTR | E_PASP | -0.023597 | LD | Dallas
LDLXFMR3 | VLYRN | E_PASP | -0.023595 | LD | Dallas
LDLXFMR1 | MKNNY | E_PASP | -0.023594 | LD | Collin
LDLXFMR2 | MKNNY | E_PASP | -0.023594 | LD | Collin
LDLXFMR3 | HRSMD | E_PASP | -0.023592 | LD | Denton
LDLXFMR4 | HRSMD | E_PASP | -0.023592 | LD | Denton
LDLXFMR1 | HRSMD | E_PASP | -0.023592 | LD | Denton
LD3301 | PRKRW | E_PASP | -0.023592 | LD | Tarrant
LDXFMR1 | BRHLW | E_PASP | -0.023591 | LD | Tarrant
LDLXFMR4 | NPKWY | E_PASP | -0.023591 | LD | Collin
LDLXFMR2 | NPKWY | E_PASP | -0.023589 | LD | Collin
LDLXFMR3 | NPKWY | E_PASP | -0.023589 | LD | Collin
LDLXFMR3 | MKNNY | E_PASP | -0.023588 | LD | Collin
LDLXFMR4 | MKNNY | E_PASP | -0.023588 | LD | Collin
LDLXFMR1 | CRLCC | E_PASP | -0.023587 | LD | Dallas
LD1 | MCWHT | E_PASP | -0.023585 | LD | Collin
LDXFMR1 | BELLS | E_PASP | -0.023584 | LD | Grayson
FRONTR_1 | FRONTIER | E_PASP | -0.023584 | LD | Fannin
TRENTN_1 | TRENTON | E_PASP | -0.023584 | LD | Fannin
WHITE_1A | WHITEWRT | E_PASP | -0.023584 | LD | Grayson
WHITE_1B | WHITEWRT | E_PASP | -0.023584 | LD | Grayson
LDXFMR1 | PLYAM | E_PASP | -0.023583 | LD | Dallas
LDLXFMR3 | PLHWY | E_PASP | -0.023583 | LD | Collin
LXFMR2 | RENSW | E_PASP | -0.023583 | LD | Collin
LXFMR1 | RENSW | E_PASP | -0.023583 | LD | Collin
LDHTCHI1 | DFWBE | E_PASP | -0.023582 | LD | Dallas
LDLXFMR3 | IRVNR | E_PASP | -0.023582 | LD | Dallas
LDLXFMR4 | IRVNR | E_PASP | -0.023582 | LD | Dallas
LDLXFMR2 | IRVNR | E_PASP | -0.023582 | LD | Dallas
LDLXFMR1 | IRVNR | E_PASP | -0.023582 | LD | Dallas
LDLXFMR2 | LIGSW | E_PASP | -0.023582 | LD | Dallas
LTGSTP | TGSTP | E_PASP | -0.023582 | LD | Dallas
LDLXFMR3 | FRMBR | E_PASP | -0.023581 | LD | Dallas
XFMR4 | FRMBR | E_PASP | -0.023581 | LD | Dallas
LDLXFMR1 | MCWHT | E_PASP | -0.02358 | LD | Collin
LDLXFMR2 | MCWHT | E_PASP | -0.02358 | LD | Collin
LD2 | MCWHT | E_PASP | -0.02358 | LD | Collin
LDXFMR1 | WATSN | E_PASP | -0.023577 | LD | Tarrant
LDXFMR2 | WATSN | E_PASP | -0.023577 | LD | Tarrant
LDLXFMR3 | MKNSW | E_PASP | -0.023575 | LD | Collin
LDLXFMR4 | MKNSW | E_PASP | -0.023575 | LD | Collin
LDLXFMR3 | FRMBG | E_PASP | -0.023575 | LD | Dallas
LDLXFMR4 | FRMBG | E_PASP | -0.023575 | LD | Dallas
LDLXFMR2 | FRMBG | E_PASP | -0.023575 | LD | Dallas
LDLXFMR1 | FRMBG | E_PASP | -0.023575 | LD | Dallas
LDLXFMR1 | MKNSW | E_PASP | -0.023571 | LD | Collin
LDLXFMR2 | MKNSW | E_PASP | -0.023571 | LD | Collin
BELLSN2 | BELSN_RC | E_PASP | -0.023571 | LD | Grayson
BELLSN1 | BELSN_RC | E_PASP | -0.023571 | LD | Grayson
LDLXFMR3 | LSCOL | E_PASP | -0.02357 | LD | Dallas
LDLXFMR1 | ANASE | E_PASP | -0.023569 | LD | Collin
ANNA_RC1 | ANNA_RC | E_PASP | -0.023565 | LD | Collin
ANNA_RC2 | ANNA_RC | E_PASP | -0.023565 | LD | Collin
LDLXFMR1 | MKNSO | E_PASP | -0.023565 | LD | Collin
LDLXFMR2 | MKNSO | E_PASP | -0.023565 | LD | Collin
LDLXFMR3 | PCOIT | E_PASP | -0.023565 | LD | Collin
LDLXFMR1 | PCOIT | E_PASP | -0.023565 | LD | Collin
LDLXFMR1 | WEBBS | E_PASP | -0.023565 | LD | Tarrant
LDLXFMR2 | WEBBS | E_PASP | -0.023565 | LD | Tarrant
LDLXFMR2 | IRVBL | E_PASP | -0.023563 | LD | Dallas
LDLXFMR1 | IRVBL | E_PASP | -0.023563 | LD | Dallas
LDLXFMR1 | LSCOL | E_PASP | -0.023563 | LD | Dallas
LDLXFMR2 | LSCOL | E_PASP | -0.023563 | LD | Dallas
CRAIGRNCH2 | CRARCH | E_PASP | -0.023562 | LD | Collin
CRAIGRNCH4 | CRARCH | E_PASP | -0.023562 | LD | Collin
CRAIGRNCH1 | CRARCH | E_PASP | -0.023559 | LD | Collin
CRAIGRNCH3 | CRARCH | E_PASP | -0.023559 | LD | Collin
LDLXFMR3 | IRLBJ | E_PASP | -0.023552 | LD | Dallas
LDLXFMR2 | IRVNG | E_PASP | -0.023552 | LD | Dallas
LDLXFMR1 | IRVNG | E_PASP | -0.023552 | LD | Dallas
LDLXFMR1 | IRVNE | E_PASP | -0.023551 | LD | Dallas
LDLXFMR2 | IRVNE | E_PASP | -0.023551 | LD | Dallas
LDLXFMR3 | IRVNE | E_PASP | -0.023551 | LD | Dallas
LDLXFMR2 | IRLBJ | E_PASP | -0.023551 | LD | Dallas
LDLXFMR1 | IRLBJ | E_PASP | -0.023551 | LD | Dallas
GRIFF_12 | GRIFFITH | E_PASP | -0.02355 | LD | Johnson
LDLXFMR4 | ALNTH | E_PASP | -0.02355 | LD | Collin
LDLXFMR3 | ALNTH | E_PASP | -0.02355 | LD | Collin
LDLXFMR2 | ALNTH | E_PASP | -0.02355 | LD | Collin
LDLXFMR3 | PCUST | E_PASP | -0.023548 | LD | Collin
LDLXFMR1 | PCUST | E_PASP | -0.023548 | LD | Collin
LDLXFMR1 | ALNTH | E_PASP | -0.023547 | LD | Collin
LDLXFMR4 | INAIR | E_PASP | -0.023547 | LD | Tarrant
LDXFMR1 | INAIR | E_PASP | -0.023547 | LD | Tarrant
LDLXFMR2 | KNLTR | E_PASP | -0.023546 | LD | Dallas
RAILPORT1 | RAILPORT | E_PASP | -0.023542 | LD | Ellis
LDLXFMR1 | FRMBR | E_PASP | -0.023541 | LD | Dallas
LDLXFMR2 | FRMBR | E_PASP | -0.023541 | LD | Dallas
XFMR1 | LTVSB | E_PASP | -0.02354 | LD | Dallas
XFMR2 | LTVSB | E_PASP | -0.02354 | LD | Dallas
LDXFMR1 | ECTOR | E_PASP | -0.023539 | LD | Fannin
LDXFMR3 | MRSES | E_PASP | -0.023538 | LD | Falls
LDXFMR2 | MRSES | E_PASP | -0.023538 | LD | Falls
LDXFMR1 | MRSES | E_PASP | -0.023538 | LD | Falls
LDLXFMR1 | PLHWY | E_PASP | -0.023536 | LD | Collin
BONLK_RC | BONLK_RC | E_PASP | -0.023536 | LD | Fannin
LDLXFMR3 | HNYGR | E_PASP | -0.023534 | LD | Fannin
WINDM_RC | WINDM_RC | E_PASP | -0.023534 | LD | Fannin
LOAD1 | HALO_SLR | E_PASP | -0.023533 | LD | Bell
LDLXFMR1 | MDWCK | E_PASP | -0.023532 | LD | Dallas
LDLXFMR1 | PRSTN | E_PASP | -0.023532 | LD | Dallas
LDLXFMR4 | PCUST | E_PASP | -0.023532 | LD | Collin
LDLXFMR2 | PCUST | E_PASP | -0.023532 | LD | Collin
LDLXFMR4 | ALLEN | E_PASP | -0.02353 | LD | Collin
LDLXFMR1 | ALLEN | E_PASP | -0.02353 | LD | Collin
LDLXFMR3 | ALLEN | E_PASP | -0.023529 | LD | Collin
LDLXFMR2 | ALLEN | E_PASP | -0.023529 | LD | Collin
LDLXFMR3 | BRTRD | E_PASP | -0.023527 | LD | Tarrant
LDTR1 | PARCO | E_PASP | -0.023525 | LD | Collin
LDTR2 | PARCO | E_PASP | -0.023525 | LD | Collin
LDLXFMR1 | IRVND | E_PASP | -0.023518 | LD | Dallas
LDLXFMR2 | IRVND | E_PASP | -0.023518 | LD | Dallas
LDLXFMR2 | IRVGS | E_PASP | -0.023518 | LD | Dallas
LDLXFMR1 | IRVGS | E_PASP | -0.023518 | LD | Dallas
LDHTCHI2 | DFWBE | E_PASP | -0.023518 | LD | Dallas
LDLXFMR3 | LIGSW | E_PASP | -0.023518 | LD | Dallas
LDLXFMR1 | LIGSW | E_PASP | -0.023518 | LD | Dallas
XFMR1 | RENTL | E_PASP | -0.023518 | LD | Dallas
XFMR2 | RENTL | E_PASP | -0.023518 | LD | Dallas
STONYRC1 | STNPT_RC | E_PASP | -0.023516 | LD | Collin
STONYRC2 | STNPT_RC | E_PASP | -0.023516 | LD | Collin
LDLXFMR1 | ALNSW | E_PASP | -0.023511 | LD | Collin
LDLXFMR2 | ALNSW | E_PASP | -0.023511 | LD | Collin
LDLXFMR1 | IRVRS | E_PASP | -0.023508 | LD | Dallas
LDLXFMR2 | PPARK | E_PASP | -0.023504 | LD | Collin
LDLXFMR1 | PPARK | E_PASP | -0.023504 | LD | Collin
ECTOR_RC1 | ECTOR_RC | E_PASP | -0.023503 | LD | Fannin
ECTOR_RC2 | ECTOR_RC | E_PASP | -0.023503 | LD | Fannin
LDLXFMR1 | INWRD | E_PASP | -0.023502 | LD | Dallas
LDLXFMR3 | INWRD | E_PASP | -0.023502 | LD | Dallas
LDXFMR2 | BLTLN | E_PASP | -0.023496 | LD | Dallas
LDLXFMR2 | FRNKF | E_PASP | -0.023496 | LD | Collin
LDLXFMR2 | RSPVY | E_PASP | -0.023496 | LD | Dallas
LDLXFMR1 | RSPVY | E_PASP | -0.023496 | LD | Dallas
LDXFMR1 | BNMNW | E_PASP | -0.023495 | LD | Fannin
LDLXFMR1 | PALRD | E_PASP | -0.023495 | LD | Collin
LDLXFMR2 | PALRD | E_PASP | -0.023495 | LD | Collin
LDLXFMR1 | PLANO | E_PASP | -0.023495 | LD | Collin
LDLXFMR_1 | PLANO | E_PASP | -0.023495 | LD | Collin
LDLXFMR_2 | PLANO | E_PASP | -0.023495 | LD | Collin
MT26 | PLANO | E_PASP | -0.023495 | LD | Collin
LDLXFMR1 | LKCRS | E_PASP | -0.023489 | LD | Dallas
LDLXFMR2 | LKCRS | E_PASP | -0.023489 | LD | Dallas
LXFMR2TI | PWEST | E_PASP | -0.023486 | LD | Collin
LXFMR1TI | PWEST | E_PASP | -0.023486 | LD | Collin
LXFMR3 | PWEST | E_PASP | -0.023486 | LD | Collin
LXFMR1 | PWEST | E_PASP | -0.023486 | LD | Collin
LXFMR2 | PWEST | E_PASP | -0.023486 | LD | Collin
LXFMR6TI | PWEST | E_PASP | -0.023486 | LD | Collin
LXFMR5TI | PWEST | E_PASP | -0.023486 | LD | Collin
LDTS5 | TWSTR | E_PASP | -0.023486 | LD | Collin
LDTS6 | TWSTR | E_PASP | -0.023486 | LD | Collin
LDLXFMR1 | ALPHA | E_PASP | -0.023482 | LD | Dallas
LDLXFMR3 | ALPHA | E_PASP | -0.023482 | LD | Dallas
LDXFMR1 | BONEX | E_PASP | -0.023482 | LD | Fannin
LDLXFMR1 | FRNKF | E_PASP | -0.02348 | LD | Collin
LDXFMR1 | GRDPR | E_PASP | -0.023469 | LD | Dallas
LDXFMR2 | GRDPR | E_PASP | -0.023469 | LD | Dallas
STPAUL1 | STP11 | E_PASP | -0.023467 | LD | Ellis
STPAUL2 | STP11 | E_PASP | -0.023467 | LD | Ellis
LBDRX1RC | LBDARCRC | E_PASP | -0.023466 | LD | Fannin
LBDRX2RC | LBDARCRC | E_PASP | -0.023466 | LD | Fannin
LDLXFMR2 | MDWCK | E_PASP | -0.023465 | LD | Dallas
LDLXFMR2 | PRSTN | E_PASP | -0.023465 | LD | Dallas
LDLXFMR1 | MSHLN | E_PASP | -0.023464 | LD | Dallas
LDLXFMR1 | MSLSW | E_PASP | -0.023464 | LD | Dallas
LDLXFMR2 | MSLSW | E_PASP | -0.023464 | LD | Dallas
LDLXFMR1 | BONHM | E_PASP | -0.023464 | LD | Fannin
LDLXFMR2 | BONHM | E_PASP | -0.023464 | LD | Fannin
LOAD1 | BAKE_SLR | E_PASP | -0.023463 | LD | Lamar
LOAD2 | BAKE_SLR | E_PASP | -0.023463 | LD | Lamar
LDXFMR1 | SHDYG | E_PASP | -0.023461 | LD | Tarrant
LDLXFMR2 | SHDYG | E_PASP | -0.023461 | LD | Tarrant
LDLXFMR1 | KNLTR | E_PASP | -0.023453 | LD | Dallas
LDLXFMR3 | KNLTR | E_PASP | -0.023453 | LD | Dallas
LD944 | CWDCR | E_PASP | -0.023451 | LD | Ellis
LDLXFMR1 | LMBLN | E_PASP | -0.023451 | LD | Dallas
LDLXFMR2 | LMBLN | E_PASP | -0.023451 | LD | Dallas
LD2101 | RCHRD | E_PASP | -0.023451 | LD | Dallas
LD2102 | RCHRD | E_PASP | -0.023451 | LD | Dallas
LDLXFMR1 | PSHIL | E_PASP | -0.023448 | LD | Collin
LDLXFMR2 | PSHIL | E_PASP | -0.023448 | LD | Collin
LDLXFMR3 | PSHIL | E_PASP | -0.023448 | LD | Collin
1EM-TF-B | LPCCS | E_PASP | -0.023445 | LD | Lamar
2EM-TF-A | LPCCS | E_PASP | -0.023445 | LD | Lamar
1EM-TF-A | LPCCS | E_PASP | -0.023445 | LD | Lamar
2EM-TF-B | LPCCS | E_PASP | -0.023445 | LD | Lamar
LDLXFMR2 | MSHLN | E_PASP | -0.023439 | LD | Dallas
LDLXFMR4 | CRTLD | E_PASP | -0.023438 | LD | Tarrant
LDLXFMR1 | CRTLD | E_PASP | -0.023438 | LD | Tarrant
LDLXFMR2 | CRTLD | E_PASP | -0.023438 | LD | Tarrant
LDLXFMR3 | CRTLD | E_PASP | -0.023438 | LD | Tarrant
LDLXFMR1 | LKMNT | E_PASP | -0.023437 | LD | Dallas
LDLXFMR2 | LKMNT | E_PASP | -0.023437 | LD | Dallas
LDLXFMR2 | ALPHA | E_PASP | -0.023436 | LD | Dallas
LDLXFMR4 | ALPHA | E_PASP | -0.023436 | LD | Dallas
CHATT_10 | CHATT | E_PASP | -0.023429 | LD | Hill
LDLXFMR2 | PJPTR | E_PASP | -0.023428 | LD | Collin
LDLXFMR1 | PJPTR | E_PASP | -0.023428 | LD | Collin
LDLXFMR1 | WELRD | E_PASP | -0.023428 | LD | Dallas
LDME1 | MLFEX | E_PASP | -0.023428 | LD | Ellis
BRKSTNRC | BRKSTNRC | E_PASP | -0.023428 | LD | Lamar
LDLXFMR2 | CLLVL | E_PASP | -0.023427 | LD | Dallas
LTCXFMR3 | DENDR | E_PASP | -0.023427 | LD | Dallas
LTCXFMR4 | DENDR | E_PASP | -0.023427 | LD | Dallas
LDLXFMR2 | MAPLE | E_PASP | -0.023427 | LD | Dallas
LDXFMR1 | BLTLN | E_PASP | -0.023424 | LD | Dallas
LDLXFMR1 | EMPCT | E_PASP | -0.023421 | LD | Dallas
XFMR3 | RSPCK | E_PASP | -0.02342 | LD | Dallas
XFMR4 | RSPCK | E_PASP | -0.02342 | LD | Dallas
XFMR2 | RSPCK | E_PASP | -0.02342 | LD | Dallas
XFMR1 | RSPCK | E_PASP | -0.02342 | LD | Dallas
LDLXFMR1 | NHNSW | E_PASP | -0.023418 | LD | Dallas
LDLXFMR2 | NHNSW | E_PASP | -0.023418 | LD | Dallas
LDLXFMR2 | WELRD | E_PASP | -0.023418 | LD | Dallas
LDXFMR1 | DALWT | E_PASP | -0.023417 | LD | Dallas
LDXFMR2 | DALWT | E_PASP | -0.023417 | LD | Dallas
LDXFMR1 | SYPOI | E_PASP | -0.023416 | LD | Dallas
LOAD1 | PHOENIX | E_PASP | -0.023415 | LD | Fannin
LD320 | KMBCL | E_PASP | -0.023411 | LD | Lamar
COPEN_RC | COPEN_RC | E_PASP | -0.023409 | LD | Delta
LDLXFMR1 | DELTA | E_PASP | -0.023409 | LD | Delta
LDLXFMR2 | DELTA | E_PASP | -0.023409 | LD | Delta
LDXFMR2 | CDMIL | E_PASP | -0.023409 | LD | Hunt
LDXFMR1 | CDMIL | E_PASP | -0.023409 | LD | Hunt
CSLOAD3 | CMETP | E_PASP | -0.023409 | LD | Hunt
LDXFMR1 | CMEXP | E_PASP | -0.023409 | LD | Hunt
LDXFMR2 | CMEXP | E_PASP | -0.023409 | LD | Hunt
LDLXFMR2 | COMRC | E_PASP | -0.023409 | LD | Hunt
LDXFMR1 | INGLE | E_PASP | -0.023409 | LD | Hunt
LDXFMR2 | INGLE | E_PASP | -0.023409 | LD | Hunt
LDF1 | RGLRW | E_PASP | -0.023409 | LD | Dallas
LDLXFMR1 | SCATR | E_PASP | -0.023409 | LD | Hunt
LDXFMR1 | PARIS | E_PASP | -0.023409 | LD | Lamar
LDLXFMR3 | PARIS | E_PASP | -0.023409 | LD | Lamar
LDF2 | RGLRW | E_PASP | -0.023408 | LD | Dallas
LDXFMR1 | BRKTN | E_PASP | -0.023408 | LD | Lamar
LDLXFMR2 | EMPCT | E_PASP | -0.023408 | LD | Dallas
LDLXFMR2 | PRNTH | E_PASP | -0.023404 | LD | Lamar
LDLXFMR1 | PRNTH | E_PASP | -0.023404 | LD | Lamar
LDLXFMR3 | PRNTH | E_PASP | -0.023404 | LD | Lamar
LDRWELL3 | RCLNS | E_PASP | -0.023402 | LD | Dallas
LDRWELL1 | RCLNS | E_PASP | -0.023402 | LD | Dallas
LDRWELL2 | RCLNS | E_PASP | -0.023402 | LD | Dallas
LXFMR1 | RCLNS | E_PASP | -0.023402 | LD | Dallas
LXFMR2 | RCLNS | E_PASP | -0.023402 | LD | Dallas
LDLXFMR2 | PREST | E_PASP | -0.023401 | LD | Lamar
LDLXFMR1 | PREST | E_PASP | -0.023401 | LD | Lamar
CLIMAX | CLMX_RC | E_PASP | -0.023401 | LD | Collin
LDXFMR2 | PKRMX | E_PASP | -0.0234 | LD | Collin
LDLXFMR1 | PKRMX | E_PASP | -0.0234 | LD | Collin
PKRMX_RC1 | PKRMX_RC | E_PASP | -0.0234 | LD | Collin
PKRMX_RC2 | PKRMX_RC | E_PASP | -0.0234 | LD | Collin
LDLXFMR1 | BNDRA | E_PASP | -0.0234 | LD | Dallas
LDLXFMR2 | BNDRA | E_PASP | -0.0234 | LD | Dallas
LDLXFMR3 | BNDRA | E_PASP | -0.0234 | LD | Dallas
LDLXFMR1 | GDPRW | E_PASP | -0.0234 | LD | Dallas
BLUER_1 | BLUERDGE | E_PASP | -0.023399 | LD | Collin
CLIMA_1B | CLIMAX | E_PASP | -0.023399 | LD | Collin
CLIMA_1A | CLIMAX | E_PASP | -0.023399 | LD | Collin
1 | FRMRSVLE | E_PASP | -0.023399 | LD | Collin
LDLXFMR1 | IVYLG | E_PASP | -0.023399 | LD | Collin
LDLXFMR2 | IVYLG | E_PASP | -0.023399 | LD | Collin
LNGNK_1 | LONGNECK | E_PASP | -0.023399 | LD | Collin
LNGNK_2 | LONGNECK | E_PASP | -0.023399 | LD | Collin
LEONRD_1 | LEONARD | E_PASP | -0.023399 | LD | Fannin
LEONRD_2 | LEONARD | E_PASP | -0.023399 | LD | Fannin
RENOS_RC | RENOS_RC | E_PASP | -0.023397 | LD | Lamar
LDXFMR1 | BAGWL | E_PASP | -0.023397 | LD | Red River
BLOSSM_1 | TNBLOSSM | E_PASP | -0.023397 | LD | Lamar
LOAD1 | EIFSLR | E_PASP | -0.023396 | LD | Lamar
LDLXFMR5 | VENSW | E_PASP | -0.023393 | LD | Ellis
LDLXFMR6 | VENSW | E_PASP | -0.023393 | LD | Ellis
LXFMR5 | DALTI | E_PASP | -0.023392 | LD | Dallas
LXFMR7 | DALTI | E_PASP | -0.023392 | LD | Dallas
LXFMR9 | DALTI | E_PASP | -0.023392 | LD | Dallas
LNRDX1RC | LEONRDRC | E_PASP | -0.023391 | LD | Fannin
LNRDX2RC | LEONRDRC | E_PASP | -0.023391 | LD | Fannin
LNRDX5RC | LEONRDRC | E_PASP | -0.023391 | LD | Fannin
LOAD1 | IMPACT | E_PASP | -0.02339 | LD | Lamar
LDLXFMR1 | SCHRD | E_PASP | -0.023389 | LD | Dallas
LDXFMR1 | DPREA | E_PASP | -0.023387 | LD | Lamar
LDXFMR1 | KMPSW | E_PASP | -0.023386 | LD | Ellis
LDXFMR2 | KMPSW | E_PASP | -0.023386 | LD | Ellis
LDLXFMRA | PLUTO | E_PASP | -0.023386 | LD | Ellis
LDLXFMRB | PLUTO | E_PASP | -0.023386 | LD | Ellis
LDLXFMR1 | COTRD | E_PASP | -0.023383 | LD | Dallas
LDLXFMR2 | COTRD | E_PASP | -0.023383 | LD | Dallas
LDXFMR2 | AMLIA | E_PASP | -0.023381 | LD | Dallas
LDLXFMR2 | CHROW | E_PASP | -0.023381 | LD | Dallas
LDLXFMR1 | CLLVL | E_PASP | -0.023381 | LD | Dallas
LDXFMR4 | KBPOD | E_PASP | -0.023381 | LD | Dallas
LDLXFMR1 | MAPLE | E_PASP | -0.023381 | LD | Dallas
LD2 | UTSWM | E_PASP | -0.023381 | LD | Dallas
1APFXF001 | SCES | E_PASP | -0.023379 | LD | McLennan
1APFXF002 | SCES | E_PASP | -0.023379 | LD | McLennan
LD1500 | REAST | E_PASP | -0.023379 | LD | Dallas
LD1501 | REAST | E_PASP | -0.023379 | LD | Dallas
LDLXFMR3 | MAYFD | E_PASP | -0.023378 | LD | Dallas
LDLXFMR2 | MAYFD | E_PASP | -0.023378 | LD | Dallas
LDLXFMR1 | CNEXP | E_PASP | -0.023375 | LD | Dallas
LDLXFMR2 | CNEXP | E_PASP | -0.023375 | LD | Dallas
LDARLQD | ARLQD | E_PASP | -0.023366 | LD | Dallas
LDLXFMR2 | BKWST | E_PASP | -0.023366 | LD | Dallas
LXFMR10 | DALTI | E_PASP | -0.023366 | LD | Dallas
LXFMR6 | DALTI | E_PASP | -0.023366 | LD | Dallas
LXFMR8 | DALTI | E_PASP | -0.023366 | LD | Dallas
LDLXFMR2 | JNKNS | E_PASP | -0.023366 | LD | Dallas
LDLXFMR1 | JUDCT | E_PASP | -0.023366 | LD | Dallas
LDLXFMR2 | SCHRD | E_PASP | -0.023366 | LD | Dallas
LDLXFMR1 | WALNT | E_PASP | -0.023366 | LD | Dallas
LDXFMR1 | ITALY | E_PASP | -0.023366 | LD | Ellis
LDLXFMR1 | CHROW | E_PASP | -0.023365 | LD | Dallas
LDLXFMR1 | JNKNS | E_PASP | -0.023363 | LD | Dallas
SXFMR67 | MCSES | E_PASP | -0.023363 | LD | Dallas
LDLXFMR1 | IRVHF | E_PASP | -0.023362 | LD | Dallas
LDLXFMR2 | IRVHF | E_PASP | -0.023362 | LD | Dallas
LDLXFMR1 | BKWST | E_PASP | -0.02336 | LD | Dallas
LD1900 | RWDHV | E_PASP | -0.023358 | LD | Dallas
LD1901 | RWDHV | E_PASP | -0.023358 | LD | Dallas
LDLXFMR3 | GVAVE | E_PASP | -0.023354 | LD | Dallas
LDLXFMR4 | GVAVE | E_PASP | -0.023354 | LD | Dallas
LDLXFMR2 | ABRRD | E_PASP | -0.023353 | LD | Dallas
LDLXFMR1 | GAVSW | E_PASP | -0.023353 | LD | Dallas
LDLXFMR1 | LOMAL | E_PASP | -0.023353 | LD | Dallas
LDLXFMR3 | LOMAL | E_PASP | -0.023353 | LD | Dallas
LDLXFMR2 | LWRDR | E_PASP | -0.023353 | LD | Dallas
LDLXFMR1 | MTLDA | E_PASP | -0.023353 | LD | Dallas
LDLXFMR3 | MTLDA | E_PASP | -0.023353 | LD | Dallas
T2 | PRPOD | E_PASP | -0.023353 | LD | Dallas
LOAD1 | CONIGLIO | E_PASP | -0.023351 | LD | Fannin
LDF1 | RECCR | E_PASP | -0.02335 | LD | Dallas
LDF2 | RECCR | E_PASP | -0.02335 | LD | Dallas
LOAD1 | ELLISSLR | E_PASP | -0.023347 | LD | Ellis
LD925 | GERDAU | E_PASP | -0.023347 | LD | Ellis
LD937 | GERDAU | E_PASP | -0.023347 | LD | Ellis
LD938 | GERDAU | E_PASP | -0.023347 | LD | Ellis
LD947 | GERDAU | E_PASP | -0.023347 | LD | Ellis
LDLXFMR1 | ARMST | E_PASP | -0.023345 | LD | Dallas
LDLXFMR2 | WALNT | E_PASP | -0.023344 | LD | Dallas
LD1 | UTSWM | E_PASP | -0.023342 | LD | Dallas
LDXFMR3 | KBPOD | E_PASP | -0.023342 | LD | Dallas
LDLXFMR1 | LEMON | E_PASP | -0.023341 | LD | Dallas
LDLXFMR3 | LEMON | E_PASP | -0.023341 | LD | Dallas
WLF_C_RC | WLF_C_RC | E_PASP | -0.023341 | LD | Hunt
LDXFMR1 | TRIRA | E_PASP | -0.023339 | LD | Dallas
LDLXFMR3 | ARPRD | E_PASP | -0.023339 | LD | Ellis
LDXFMR1 | ARPRD | E_PASP | -0.023339 | LD | Ellis
LDXFMR2 | ARPRD | E_PASP | -0.023339 | LD | Ellis
LDLXFMR1 | FRMNT | E_PASP | -0.023337 | LD | Dallas
LDLXFMR3 | FRMNT | E_PASP | -0.023337 | LD | Dallas
LDLXFMR1 | FSTVW | E_PASP | -0.023337 | LD | Dallas
LDXFMR1 | AMLIA | E_PASP | -0.023336 | LD | Dallas
LDF1 | 89NWK | E_PASP | -0.023333 | LD | Dallas
LDF4 | 89NWK | E_PASP | -0.023333 | LD | Dallas
LDLXFMR1 | DGNST | E_PASP | -0.023333 | LD | Dallas
LDLXFMR3 | NNTWK | E_PASP | -0.023333 | LD | Dallas
LDLXFMR4 | WNTWK | E_PASP | -0.023333 | LD | Dallas
LDXFMR4 | MDTXI | E_PASP | -0.023332 | LD | Ellis
LDXFMR3 | MDTXI | E_PASP | -0.023332 | LD | Ellis
LDXFMR1 | MDTXI | E_PASP | -0.023332 | LD | Ellis
LDXFMR2 | MDTXI | E_PASP | -0.023332 | LD | Ellis
LDXFMR1 | WCITY | E_PASP | -0.023331 | LD | Hunt
LDXFMR2 | WCITY | E_PASP | -0.023331 | LD | Hunt
FORRESTON1 | FORESTON | E_PASP | -0.02333 | LD | Ellis
LDLXFMR1 | FROKS | E_PASP | -0.023329 | LD | Dallas
LDLXFMR2 | FROKS | E_PASP | -0.023329 | LD | Dallas
FRMVW_1 | FRMRSVLW | E_PASP | -0.023328 | LD | Collin
FRMVW_3 | FRMRSVLW | E_PASP | -0.023328 | LD | Collin
LDLXFMR1 | CAMRN | E_PASP | -0.023328 | LD | Milam
LDLXFMR3 | CAMRN | E_PASP | -0.023328 | LD | Milam
LDXFMR2 | CAMRN | E_PASP | -0.023328 | LD | Milam
LDXFMR1 | MNRVA | E_PASP | -0.023328 | LD | Milam
LXFMR1 | RKDLN | E_PASP | -0.023328 | LD | Milam
LXFMR2 | RKDLN | E_PASP | -0.023328 | LD | Milam
LDLXFMR2 | NWTON | E_PASP | -0.023325 | LD | Ellis
LDLXFMR2 | FSTVW | E_PASP | -0.023321 | LD | Dallas
LDLXFMR2 | JUDCT | E_PASP | -0.023321 | LD | Dallas
LDLXFMR1 | DEALY | E_PASP | -0.023318 | LD | Dallas
LDLXFMR2 | DEALY | E_PASP | -0.023318 | LD | Dallas
APLD_1 | APOLLO | E_PASP | -0.023317 | LD | Dallas
APLD_2 | APOLLO | E_PASP | -0.023317 | LD | Dallas
JU1 | JUPITER | E_PASP | -0.023317 | LD | Dallas
JU2 | JUPITER | E_PASP | -0.023317 | LD | Dallas
LDLXFMR1 | CAMPN | E_PASP | -0.023314 | LD | Dallas
LDLXFMR3 | CAMPN | E_PASP | -0.023314 | LD | Dallas
HSTN_RC1 | GULFX_RC | E_PASP | -0.02331 | LD | Lamar
LDLXFMR1 | HARRY | E_PASP | -0.02331 | LD | Dallas
LDLXFMR1 | LKHLD | E_PASP | -0.023306 | LD | Dallas
LAKECREEK | LKCR_RC | E_PASP | -0.023306 | LD | Delta
LDLXFMR2 | LKHLD | E_PASP | -0.023306 | LD | Dallas
LDLXFMR1 | GRLWS | E_PASP | -0.023305 | LD | Dallas
LOAD1 | ESTONIAN | E_PASP | -0.023305 | LD | Delta
LOAD2 | ESTONIAN | E_PASP | -0.023305 | LD | Delta
BES1_LOAD | ESTONIAN | E_PASP | -0.023305 | LD | Delta
LDLXFMR1 | FRSTN | E_PASP | -0.023305 | LD | Ellis
LDLXFMR1 | CKRHL | E_PASP | -0.0233 | LD | Dallas
LDLXFMR1 | CLMET | E_PASP | -0.0233 | LD | Dallas
LDLXFMR2 | CLMET | E_PASP | -0.0233 | LD | Dallas
LDLXFMR1 | DALLW | E_PASP | -0.0233 | LD | Dallas
LDLXFMR2 | DALLW | E_PASP | -0.0233 | LD | Dallas
LDLXFMR1 | DAVST | E_PASP | -0.0233 | LD | Dallas
LDLXFMR1 | HMTRD | E_PASP | -0.0233 | LD | Dallas
SXFMR8 | MCSES | E_PASP | -0.0233 | LD | Dallas
LDF1 | OKCLS | E_PASP | -0.0233 | LD | Dallas
LDLXFMR1 | PLKST | E_PASP | -0.0233 | LD | Dallas
LDXFMR2 | TRIRA | E_PASP | -0.0233 | LD | Dallas
LDLXFMR1 | WMRLD | E_PASP | -0.0233 | LD | Dallas
LDLXFMR2 | WMRLD | E_PASP | -0.0233 | LD | Dallas
LDLXFMR1 | WMRNR | E_PASP | -0.0233 | LD | Dallas
LDLXFMR2 | WMRNR | E_PASP | -0.0233 | LD | Dallas
LDXFMR1 | CLKVL | E_PASP | -0.0233 | LD | Red River
LDXFMR2 | CLKVL | E_PASP | -0.0233 | LD | Red River
RED_R_2 | RED_RIVR | E_PASP | -0.0233 | LD | Red River
RED_R_1 | RED_RIVR | E_PASP | -0.0233 | LD | Red River
SHERY_RC | SHERY_RC | E_PASP | -0.0233 | LD | Red River
LDLXFMR2 | CKRHL | E_PASP | -0.023298 | LD | Dallas
LDLXFMR2 | LVBRD | E_PASP | -0.023297 | LD | Dallas
LDLXFMR2 | HMTRD | E_PASP | -0.023296 | LD | Dallas
LDLXFMR3 | REGST | E_PASP | -0.023296 | LD | Dallas
LDF1 | REGST | E_PASP | -0.023296 | LD | Dallas
LDLXFMR2 | DAVST | E_PASP | -0.023295 | LD | Dallas
LDLXFMR2 | PLKST | E_PASP | -0.023295 | LD | Dallas
LDF2 | OKCLS | E_PASP | -0.023294 | LD | Dallas
LDLXFMR2 | BNTDR | E_PASP | -0.023292 | LD | Dallas
LDLXFMR1 | CDCST | E_PASP | -0.023292 | LD | Dallas
LDLXFMR2 | CDCST | E_PASP | -0.023292 | LD | Dallas
LDLXFMR1 | CDCSW | E_PASP | -0.023292 | LD | Dallas
LDLXFMR2 | CMPST | E_PASP | -0.023292 | LD | Dallas
LDLXFMR2 | SMPST | E_PASP | -0.023292 | LD | Dallas
LDLXFMR2 | WALST | E_PASP | -0.023292 | LD | Dallas
LDLXFMR1 | GRLTC | E_PASP | -0.023291 | LD | Dallas
LDLXFMR2 | GRLTC | E_PASP | -0.023291 | LD | Dallas
LOLD_3 | LOOKOUT | E_PASP | -0.023291 | LD | Dallas
LOLD_2 | LOOKOUT | E_PASP | -0.023291 | LD | Dallas
LOLD_1 | LOOKOUT | E_PASP | -0.023291 | LD | Dallas
LOLD_4-5 | LOOKOUT | E_PASP | -0.023291 | LD | Dallas
LO_AUXLD | LOOKOUT | E_PASP | -0.023291 | LD | Dallas
LDLXFMR3 | PROAD | E_PASP | -0.023288 | LD | Dallas
LDLXFMR1 | PROAD | E_PASP | -0.023288 | LD | Dallas
LDLXFMR2 | PROAD | E_PASP | -0.023288 | LD | Dallas
LDLXFMR1 | MORHD | E_PASP | -0.023287 | LD | Dallas
LDLXFMR2 | MORHD | E_PASP | -0.023287 | LD | Dallas
LDLXFMR4 | MORHD | E_PASP | -0.023287 | LD | Dallas
LDLXFMR3 | MORHD | E_PASP | -0.023287 | LD | Dallas
LDXFMR1 | GRLND | E_PASP | -0.023287 | LD | Dallas
LDXFMR2 | GRLND | E_PASP | -0.023287 | LD | Dallas
LDLXFMR2A | CMPST | E_PASP | -0.023285 | LD | Dallas
LDLXFMR1 | BNTDR | E_PASP | -0.023285 | LD | Dallas
MT023A | BNTDR | E_PASP | -0.023285 | LD | Dallas
LDLXFMR3 | MDTHS | E_PASP | -0.023284 | LD | Ellis
LDLXFMR4 | MDTHS | E_PASP | -0.023284 | LD | Ellis
LDLXFMR1 | CMPST | E_PASP | -0.023284 | LD | Dallas
LDF3 | 89NWK | E_PASP | -0.023283 | LD | Dallas
LDF6 | 89NWK | E_PASP | -0.023283 | LD | Dallas
LDLXFMR2 | LOMAL | E_PASP | -0.023283 | LD | Dallas
LDLXFMR4 | LOMAL | E_PASP | -0.023283 | LD | Dallas
LDLXFMR2 | NNTWK | E_PASP | -0.023283 | LD | Dallas
LDLXFMR4 | NNTWK | E_PASP | -0.023283 | LD | Dallas
LDLXFMR4 | REGST | E_PASP | -0.023283 | LD | Dallas
LDLXFMR2 | REGST | E_PASP | -0.023283 | LD | Dallas
LOAD1 | BR_ARROW | E_PASP | -0.023282 | LD | Hopkins
BESS_AUX | BR_ARROW | E_PASP | -0.023282 | LD | Hopkins
LOAD2 | BR_ARROW | E_PASP | -0.023282 | LD | Hopkins
BESS_LOAD1 | BR_ARROW | E_PASP | -0.023282 | LD | Hopkins
BESS_LOAD2 | BR_ARROW | E_PASP | -0.023282 | LD | Hopkins
LOAD1 | HOPKNSLR | E_PASP | -0.02328 | LD | Franklin
LOAD2 | HOPKNSLR | E_PASP | -0.02328 | LD | Franklin
LDLXFMR5 | WNTWK | E_PASP | -0.02328 | LD | Dallas
LDLXFMR1 | WALST | E_PASP | -0.023278 | LD | Dallas
LDLXFMR2A | WALST | E_PASP | -0.023278 | LD | Dallas
LDLXFMR5 | WALST | E_PASP | -0.023278 | LD | Dallas
MT32 | WALST | E_PASP | -0.023278 | LD | Dallas
LOAD1 | STAM_SLR | E_PASP | -0.023278 | LD | Hopkins
BESS_AUXLOAD | STAM_SLR | E_PASP | -0.023278 | LD | Hopkins
LOAD2 | STAM_SLR | E_PASP | -0.023278 | LD | Hopkins
BESS1_LOAD | STAM_SLR | E_PASP | -0.023278 | LD | Hopkins
LOAD1 | SAMSON_1 | E_PASP | -0.023278 | LD | Lamar
LOAD2 | SAMSON_1 | E_PASP | -0.023278 | LD | Lamar
LOAD1 | SAMSON_3 | E_PASP | -0.023278 | LD | Lamar
LOAD2 | SAMSON_3 | E_PASP | -0.023278 | LD | Lamar
LOAD1 | DELILA_1 | E_PASP | -0.023278 | LD | Red River
LOAD2 | DELILA_1 | E_PASP | -0.023278 | LD | Red River
LDLXFMR6 | WNTWK | E_PASP | -0.023277 | LD | Dallas
LD2 | FIRWHEEL | E_PASP | -0.023275 | LD | Dallas
LD1 | FIRWHEEL | E_PASP | -0.023275 | LD | Dallas
CEDARHILL1 | CEDARHIL | E_PASP | -0.023275 | LD | Ellis
CEDARHILL2 | CEDARHIL | E_PASP | -0.023275 | LD | Ellis
WLSHLD1 | WLSH | E_PASP | -0.023275 | LD | Titus
LDXFMR2 | LKJNP | E_PASP | -0.023272 | LD | Dallas
LDLXFMR1 | MRDCK | E_PASP | -0.023272 | LD | Dallas
LDLXFMR2 | PLGRV | E_PASP | -0.023272 | LD | Dallas
LDLXFMR2 | STAUG | E_PASP | -0.023272 | LD | Dallas
LDLXFMR1 | CMPWI | E_PASP | -0.023269 | LD | Dallas
LDLXFMR2 | CMPWI | E_PASP | -0.023269 | LD | Dallas
LDLXFMR1 | DNCNV | E_PASP | -0.023269 | LD | Dallas
LDLXFMR2 | DNCNV | E_PASP | -0.023269 | LD | Dallas
LDLXFMR1 | EGFRD | E_PASP | -0.023269 | LD | Dallas
LDLXFMR1 | FLOYD | E_PASP | -0.023269 | LD | Dallas
LDLXFMR1 | LVBRD | E_PASP | -0.023269 | LD | Dallas
LDLXFMR1 | MAYFD | E_PASP | -0.023269 | LD | Dallas
LDXFMR2 | SCLFP | E_PASP | -0.023269 | LD | Dallas
LDXFMR1 | SCLFP | E_PASP | -0.023269 | LD | Dallas
LDLXFMR1 | SHAMP | E_PASP | -0.023269 | LD | Dallas
LDLXFMR2 | SHAMP | E_PASP | -0.023269 | LD | Dallas
LDLXFMR1 | SMPST | E_PASP | -0.023269 | LD | Dallas
LDXFMR1 | TRLWD | E_PASP | -0.023269 | LD | Dallas
LDXFMR2 | TRLWD | E_PASP | -0.023269 | LD | Dallas
LDLXFMR1 | WITTS | E_PASP | -0.023269 | LD | Dallas
LDLXFMR2 | WITTS | E_PASP | -0.023269 | LD | Dallas
LDLXFMR1 | RVRFT | E_PASP | -0.023268 | LD | Dallas
XFMR1 | MNSES | E_PASP | -0.023267 | LD | Titus
TALCOWST_LD1 | TALCOWST | E_PASP | -0.023267 | LD | Franklin
TALCO_1 | TALCOWST | E_PASP | -0.023267 | LD | Franklin
TALCO_2 | TALCOWST | E_PASP | -0.023267 | LD | Franklin
LDLXFMR2 | DGNST | E_PASP | -0.023266 | LD | Dallas
LDLXFMR2 | STHRL | E_PASP | -0.023264 | LD | Dallas
LDLXFMR1 | STHRL | E_PASP | -0.023264 | LD | Dallas
LDF2 | 89NWK | E_PASP | -0.023263 | LD | Dallas
LDF5 | 89NWK | E_PASP | -0.023263 | LD | Dallas
LDLXFMR3 | ENTUG | E_PASP | -0.023261 | LD | Dallas
LDLXFMR1 | OKLND | E_PASP | -0.023261 | LD | Dallas
LDDRAG5 | MNMIN | E_PASP | -0.023252 | LD | Titus
LDDRAG3 | MNMIN | E_PASP | -0.023252 | LD | Titus
LDLXFMR2 | FRMNT | E_PASP | -0.023248 | LD | Dallas
LDLXFMR4 | FRMNT | E_PASP | -0.023248 | LD | Dallas
LDLXFMR1 | GRLRD | E_PASP | -0.023242 | LD | Dallas
LDLXFMR2 | GRLRD | E_PASP | -0.023242 | LD | Dallas
LDLXFMR2 | LEMON | E_PASP | -0.023231 | LD | Dallas
LDLXFMR4 | LEMON | E_PASP | -0.023231 | LD | Dallas
LDLXFMR2 | EGFRD | E_PASP | -0.023222 | LD | Dallas
LDLXFMR1 | PADRA | E_PASP | -0.023219 | LD | Ellis
LDLXFMR2 | PADRA | E_PASP | -0.023219 | LD | Ellis
LDLXFMR1 | COMSO | E_PASP | -0.023215 | LD | Hunt
LXFMR2 | COMSO | E_PASP | -0.023215 | LD | Hunt
LDLXFMR2 | ARMST | E_PASP | -0.023215 | LD | Dallas
LDLXFMR4 | ARMST | E_PASP | -0.023215 | LD | Dallas
LDASHGRV1 | MDTHN | E_PASP | -0.023206 | LD | Ellis
LDASHGRV2 | MDTHN | E_PASP | -0.023206 | LD | Ellis
LDXFMR1 | MDTHN | E_PASP | -0.023206 | LD | Ellis
LDXFMR2 | MDTHN | E_PASP | -0.023206 | LD | Ellis
LDMOBILE | SCATR | E_PASP | -0.023205 | LD | Hunt
LDLXFMR1A | SCATR | E_PASP | -0.023205 | LD | Hunt
LNGBRNCH2 | LNGBRNCH | E_PASP | -0.023202 | LD | Ellis
LNGBRNCH1 | LNGBRNCH | E_PASP | -0.023202 | LD | Ellis
NAAMA_1A | NAAMAN | E_PASP | -0.023202 | LD | Dallas
NAAMA_1B | NAAMAN | E_PASP | -0.023202 | LD | Dallas
LDXFMR1 | SLBLF | E_PASP | -0.02318 | LD | Hopkins
SULPHR1 | SULPHRRC | E_PASP | -0.023179 | LD | Hopkins
SULPHR2 | SULPHRRC | E_PASP | -0.023179 | LD | Hopkins
LDLXFMR2 | GAVSW | E_PASP | -0.023179 | LD | Dallas
LDLXFMR6 | GVAVE | E_PASP | -0.023179 | LD | Dallas
LDLXFMR5 | GVAVE | E_PASP | -0.023179 | LD | Dallas
LDLXFMR2 | MTLDA | E_PASP | -0.023179 | LD | Dallas
LDLXFMR4 | MTLDA | E_PASP | -0.023179 | LD | Dallas
T1 | PRPOD | E_PASP | -0.023179 | LD | Dallas
LDXFMR1 | WXHNW | E_PASP | -0.023179 | LD | Ellis
LD1201 | RWALL | E_PASP | -0.023175 | LD | Rockwall
LD1202 | RWALL | E_PASP | -0.023175 | LD | Rockwall
LD2B | MDHOL | E_PASP | -0.023174 | LD | Ellis
LD2 | MDHOL | E_PASP | -0.023174 | LD | Ellis
LD1A | MDHOL | E_PASP | -0.023174 | LD | Ellis
LD1 | MDHOL | E_PASP | -0.023174 | LD | Ellis
LDLXFMR1 | ABRRD | E_PASP | -0.023168 | LD | Dallas
LDLXFMR1 | SORCY | E_PASP | -0.023162 | LD | Dallas
LDLXFMR2 | SORCY | E_PASP | -0.023162 | LD | Dallas
MT16 | CMBTP | E_PASP | -0.023159 | LD | Hopkins
LDLXFMR1 | CMBTP | E_PASP | -0.023159 | LD | Hopkins
MT39 | CMBTP | E_PASP | -0.023159 | LD | Hopkins
LDXFMR2 | CMBTP | E_PASP | -0.023159 | LD | Hopkins
MT39A | CMBTP | E_PASP | -0.023159 | LD | Hopkins
LDLXFMR1A | CUMBY | E_PASP | -0.023159 | LD | Hopkins
LDXFMR1 | CUMBY | E_PASP | -0.023159 | LD | Hopkins
KWARC1 | KIOWA_RC | E_PASP | -0.023159 | LD | Hunt
KWARC2 | KIOWA_RC | E_PASP | -0.023159 | LD | Hunt
LONEOK_1 | LONE_OAK | E_PASP | -0.023159 | LD | Rains
SUNPT_RC1 | SNYPT_RC | E_PASP | -0.023159 | LD | Hopkins
SUNPT_RC2 | SNYPT_RC | E_PASP | -0.023159 | LD | Hopkins
LDXFMR2 | FERIS | E_PASP | -0.023159 | LD | Ellis
LDLXFMR1 | FERIS | E_PASP | -0.023159 | LD | Ellis
LDLXFMR2 | FERIS | E_PASP | -0.023159 | LD | Ellis
LDLXFMR1A | FERIS | E_PASP | -0.023159 | LD | Ellis
LDMOBILE | FERIS | E_PASP | -0.023159 | LD | Ellis
WINDHAM1 | WINDHMRD | E_PASP | -0.023159 | LD | Ellis
LDXFMR1 | WXOCF | E_PASP | -0.023159 | LD | Ellis
XFMR4 | WXOCF | E_PASP | -0.023159 | LD | Ellis
XFMR3 | WXOCF | E_PASP | -0.023159 | LD | Ellis
XFMR5 | WXOCF | E_PASP | -0.023159 | LD | Ellis
WXOCF_LD3 | WXOCF | E_PASP | -0.023159 | LD | Ellis
XFMR2 | WXOCF | E_PASP | -0.023159 | LD | Ellis
WALNU_1 | WALNUT1 | E_PASP | -0.023148 | LD | Dallas
WALNU_2 | WALNUT1 | E_PASP | -0.023148 | LD | Dallas
LDXFMR1 | JB3SB | E_PASP | -0.023144 | LD | Ellis
LDXFMR2 | JB3SB | E_PASP | -0.023144 | LD | Ellis
BETHEL1 | BETHEL | E_PASP | -0.023141 | LD | Ellis
BETHEL2 | BETHEL | E_PASP | -0.023141 | LD | Ellis
NE_LD1 | NEWMAN | E_PASP | -0.023141 | LD | Dallas
LDXFMR1A | CMETP | E_PASP | -0.02314 | LD | Hunt
LDXFMR2A | CMETP | E_PASP | -0.02314 | LD | Hunt
LAVON_RC_2 | LAVON_RC | E_PASP | -0.02314 | LD | Collin
LAVON_RC_1 | LAVON_RC | E_PASP | -0.02314 | LD | Collin
SARDIS1 | SARDIS | E_PASP | -0.02314 | LD | Ellis
LDXFMR1A | INGLE | E_PASP | -0.023139 | LD | Hunt
LDXFMR2A | INGLE | E_PASP | -0.023139 | LD | Hunt
LDLXFMR1 | LWRDR | E_PASP | -0.023138 | LD | Dallas
FAIRDL_2 | FAIRDALE | E_PASP | -0.023137 | LD | Dallas
COLLEGE1 | COLLEGE | E_PASP | -0.023137 | LD | Dallas
OLGR1_2 | OLINGR | E_PASP | -0.023137 | LD | Collin
AUXXFMR3 | OLINGR | E_PASP | -0.023137 | LD | Collin
AUXXFMR4 | OLINGR | E_PASP | -0.023137 | LD | Collin
AUXXFMR1 | OLINGR | E_PASP | -0.023137 | LD | Collin
AUXXFMR2 | OLINGR | E_PASP | -0.023137 | LD | Collin
OLGRBRATLOAD | OLINGR | E_PASP | -0.023137 | LD | Collin
FOREST_1 | FOREST | E_PASP | -0.023136 | LD | Dallas
PLASTPK2 | PLASTPAK | E_PASP | -0.023136 | LD | Dallas
PLASTPK1 | PLASTPAK | E_PASP | -0.023136 | LD | Dallas
LDXFMR2 | CLKPM | E_PASP | -0.023136 | LD | Hopkins
LDXFMR1 | CLKPM | E_PASP | -0.023136 | LD | Hopkins
MARQUIS1 | MARQUIS | E_PASP | -0.023135 | LD | Dallas
MARQUIS2 | MARQUIS | E_PASP | -0.023135 | LD | Dallas
SHLD_1 | SHILOH | E_PASP | -0.023135 | LD | Dallas
SHLD_2 | SHILOH | E_PASP | -0.023135 | LD | Dallas
SDL5TR1 | SWNDL_SU | E_PASP | -0.023128 | LD | Hunt
CAP_ROCK | CLSTE | E_PASP | -0.023125 | LD | Hunt
CWCRK_RC_2 | CWCRK_RC | E_PASP | -0.023124 | LD | Dallas
CWCRK_RC_1 | CWCRK_RC | E_PASP | -0.023124 | LD | Dallas
LDLXFMR1 | ELMGV | E_PASP | -0.023124 | LD | Dallas
BURORC_1 | BUROW_RC | E_PASP | -0.023123 | LD | Hunt
BURORC_2 | BUROW_RC | E_PASP | -0.023123 | LD | Hunt
NEV_RC1 | NEVAD_RC | E_PASP | -0.023123 | LD | Collin
NEV_RC2 | NEVAD_RC | E_PASP | -0.023123 | LD | Collin
DIESE_4 | DIESEL | E_PASP | -0.023122 | LD | Hunt
DIESE_2 | DIESEL | E_PASP | -0.023122 | LD | Hunt
DIESE_3 | DIESEL | E_PASP | -0.023122 | LD | Hunt
DIESE_1 | DIESEL | E_PASP | -0.023122 | LD | Hunt
RES_AUX_1_2 | STEAM | E_PASP | -0.023122 | LD | Hunt
RES_AUX_3 | STEAM | E_PASP | -0.023122 | LD | Hunt
MAIN_AUX_2 | STEAM | E_PASP | -0.023122 | LD | Hunt
MAIN_AUX_3 | STEAM | E_PASP | -0.023122 | LD | Hunt
MAIN_AUX_4 | STEAM | E_PASP | -0.023122 | LD | Hunt
MAIN_AUX_1 | STEAM1A | E_PASP | -0.023122 | LD | Hunt
IND_P_1 | IND_PK_D | E_PASP | -0.023122 | LD | Hunt
ONEALD1 | ONEAL | E_PASP | -0.023122 | LD | Hunt
SHBYLD_1 | SHELBY | E_PASP | -0.023121 | LD | Hunt
TERRE_1A | TERREL_D | E_PASP | -0.023121 | LD | Hunt
MAMIE_1 | MAMIE_D | E_PASP | -0.023121 | LD | Hunt
LTV_D_2 | LTV_D | E_PASP | -0.023121 | LD | Hunt
LTV_D_1 | LTV_D | E_PASP | -0.023121 | LD | Hunt
DENT_1A | DENT_RD | E_PASP | -0.02312 | LD | Hunt
DENT_1B | DENT_RD | E_PASP | -0.02312 | LD | Hunt
BR_2 | BRAND_C | E_PASP | -0.023119 | LD | Dallas
BR_1 | BRAND_C | E_PASP | -0.023119 | LD | Dallas
LOAD1 | TURQBESS | E_PASP | -0.023114 | LD | Hunt
BESS1_LOAD | TURQBESS | E_PASP | -0.023114 | LD | Hunt
WIELD_RC1 | WIELD_RC | E_PASP | -0.023114 | LD | Hunt
WIELD_RC2 | WIELD_RC | E_PASP | -0.023114 | LD | Hunt
LD1 | BNDVS | E_PASP | -0.023111 | LD | Dallas
MR_1 | MILLERRD | E_PASP | -0.023111 | LD | Dallas
LDLXFMR2 | MURPH | E_PASP | -0.02311 | LD | Collin
LDLXFMR3 | MURPH | E_PASP | -0.02311 | LD | Collin
LDLXFMR1 | MURPH | E_PASP | -0.02311 | LD | Collin
NWWYL1 | NWWYL_RC | E_PASP | -0.02311 | LD | Collin
NWWYL2 | NWWYL_RC | E_PASP | -0.02311 | LD | Collin
LDXFMR1 | LVNPM | E_PASP | -0.023107 | LD | Collin
LDXFMR2 | LVNPM | E_PASP | -0.023107 | LD | Collin
LDXFMR3 | LVNPM | E_PASP | -0.023107 | LD | Collin
RAYLD2 | RAYTHEON | E_PASP | -0.023107 | LD | Dallas
RAYLD1 | RAYTHEON | E_PASP | -0.023107 | LD | Dallas
LD1 | WYLPM | E_PASP | -0.023107 | LD | Collin
LD2 | WYLPM | E_PASP | -0.023107 | LD | Collin
LDLXFMR3 | LAVON | E_PASP | -0.023107 | LD | Collin
LDLXFMR4 | LAVON | E_PASP | -0.023107 | LD | Collin
LDLXFMR2 | LAVON | E_PASP | -0.023107 | LD | Collin
LDLXFMR1 | LAVON | E_PASP | -0.023107 | LD | Collin
QUINL_RC1 | QUINL_RC | E_PASP | -0.023106 | LD | Hunt
QUINL_RC2 | QUINL_RC | E_PASP | -0.023106 | LD | Hunt
WYLIE_RC1 | WYLIE_RC | E_PASP | -0.023106 | LD | Collin
WYLIE_RC2 | WYLIE_RC | E_PASP | -0.023106 | LD | Collin
PRAXA_1 | PRAXAIR | E_PASP | -0.023105 | LD | Dallas
PRAXA_2 | PRAXAIR | E_PASP | -0.023105 | LD | Dallas
LD2802 | RYSSW | E_PASP | -0.023104 | LD | Rockwall
LD2801 | RYSSW | E_PASP | -0.023104 | LD | Rockwall
WJLD_1 | WYNJOYCE | E_PASP | -0.023104 | LD | Dallas
WJLD_2 | WYNJOYCE | E_PASP | -0.023104 | LD | Dallas
LD942 | CWDCR | E_PASP | -0.023104 | LD | Ellis
LOAD1 | FILESSLR | E_PASP | -0.023104 | LD | Hill
BRINKR1 | BRINKRRC | E_PASP | -0.023103 | LD | Hopkins
BRINKR2 | BRINKRRC | E_PASP | -0.023103 | LD | Hopkins
LDLXFMR1 | HSKAV | E_PASP | -0.023101 | LD | Dallas
LDLXFMR1 | FATES | E_PASP | -0.023101 | LD | Rockwall
RHLD_2 | ROSEHILL | E_PASP | -0.0231 | LD | Dallas
RHLD_1 | ROSEHILL | E_PASP | -0.0231 | LD | Dallas
CRIST1 | CRIST | E_PASP | -0.023096 | LD | Dallas
CRIST2 | CRIST | E_PASP | -0.023096 | LD | Dallas
LYONS_2 | LYONS_C | E_PASP | -0.023096 | LD | Dallas
LYONS_1 | LYONS_C | E_PASP | -0.023096 | LD | Dallas
UVSS_RC_2 | UVSS_RC | E_PASP | -0.023096 | LD | Hunt
UVSS_RC_1 | UVSS_RC | E_PASP | -0.023096 | LD | Hunt
LDLXFMR1 | BRYAN | E_PASP | -0.023093 | LD | Dallas
LDLXFMR2 | BRYAN | E_PASP | -0.023093 | LD | Dallas
LDLXFMR1 | ENTOH | E_PASP | -0.023093 | LD | Dallas
LDLXFMR2 | ENTOH | E_PASP | -0.023093 | LD | Dallas
LDLXFMR1 | ENTUG | E_PASP | -0.023093 | LD | Dallas
LDLXFMR2 | ENTUG | E_PASP | -0.023093 | LD | Dallas
LDLXFMR2 | HSKAV | E_PASP | -0.023093 | LD | Dallas
LDXFMR1 | JMPMP | E_PASP | -0.023093 | LD | Dallas
LDXFMR2 | JMPMP | E_PASP | -0.023093 | LD | Dallas
LDLXFMR1 | NNTWK | E_PASP | -0.023093 | LD | Dallas
LDLXFMR2 | OKLND | E_PASP | -0.023093 | LD | Dallas
LDLXFMR2 | SCYEN | E_PASP | -0.023093 | LD | Dallas
LDLXFMR2 | THRNE | E_PASP | -0.023093 | LD | Dallas
OAKLA_1A | OAKLAND | E_PASP | -0.023093 | LD | Dallas
OAKLA_1B | OAKLAND | E_PASP | -0.023093 | LD | Dallas
LDLXFMR2 | DALRK | E_PASP | -0.023092 | LD | Rockwall
LDLXFMR1 | DALRK | E_PASP | -0.023092 | LD | Rockwall
LDLXFMR4 | DALRK | E_PASP | -0.023092 | LD | Rockwall
LDLXFMR1 | CRKSD | E_PASP | -0.023091 | LD | Dallas
LD1101 | ROWLT | E_PASP | -0.023089 | LD | Dallas
LD1100 | ROWLT | E_PASP | -0.023089 | LD | Dallas
WMUNS_RC1 | WMUNS_RC | E_PASP | -0.023089 | LD | Rockwall
WMUNS_RC2 | WMUNS_RC | E_PASP | -0.023089 | LD | Rockwall
LDLXFMR2 | DCVSO | E_PASP | -0.023086 | LD | Dallas
LDLXFMR1 | DCVSO | E_PASP | -0.023086 | LD | Dallas
LDSTHSD | STHSD | E_PASP | -0.023086 | LD | Dallas
LDLXFMR2 | CDHCR | E_PASP | -0.023085 | LD | Dallas
CV1 | CENTRVIL | E_PASP | -0.023085 | LD | Dallas
CV2 | CENTRVIL | E_PASP | -0.023085 | LD | Dallas
LDLXFMR2 | BBTWN | E_PASP | -0.023084 | LD | Dallas
LDLXFMR1 | BBTWN | E_PASP | -0.023084 | LD | Dallas
LDXFMR1 | SSPNE | E_PASP | -0.023084 | LD | Hopkins
LDLXFMR2 | SSPNE | E_PASP | -0.023084 | LD | Hopkins
OATESCL2 | OATES | E_PASP | -0.023083 | LD | Dallas
OATESCL1 | OATES | E_PASP | -0.023083 | LD | Dallas
XFMR1 | INDIA | E_PASP | -0.023081 | LD | Ellis
LDLXFMR1 | WHTRK | E_PASP | -0.023081 | LD | Dallas
LDLXFMR2 | WHTRK | E_PASP | -0.023081 | LD | Dallas
LDLXFMR1 | BRTRD | E_PASP | -0.023079 | LD | Tarrant
LDLXFMR2 | BRTRD | E_PASP | -0.023079 | LD | Tarrant
ROCKETT1 | ROCKETT | E_PASP | -0.023076 | LD | Ellis
LDLXFMR1 | EZACH | E_PASP | -0.023073 | LD | Dallas
LDLXFMR2 | EZACH | E_PASP | -0.023073 | LD | Dallas
REAGORSPR1 | RSP | E_PASP | -0.023073 | LD | Ellis
LDXFMR1 | MESQN | E_PASP | -0.023069 | LD | Dallas
LDXFMR2 | MESQN | E_PASP | -0.023069 | LD | Dallas
LDLXFMR2 | MESTE | E_PASP | -0.023069 | LD | Dallas
LDLXFMR1 | MESTE | E_PASP | -0.023069 | LD | Dallas
LDLXFMR3 | MESTE | E_PASP | -0.023069 | LD | Dallas
MT24 | MESTE | E_PASP | -0.023069 | LD | Dallas
LDLXFMR3 | WEBBS | E_PASP | -0.023066 | LD | Tarrant
LDLXFMR4 | WEBBS | E_PASP | -0.023066 | LD | Tarrant
LDLXFMR1 | SSPNG | E_PASP | -0.023065 | LD | Hopkins
LDLXFMR2 | SSPNG | E_PASP | -0.023065 | LD | Hopkins
LDLXFMR1 | MRTSP | E_PASP | -0.023064 | LD | Hopkins
LDLXFMR2 | QNLAN | E_PASP | -0.023061 | LD | Hunt
LDLXFMR3 | QNLAN | E_PASP | -0.023061 | LD | Hunt
LDMOBILE1 | TRLSW | E_PASP | -0.023061 | LD | Kaufman
LDLXFMR1 | CNTRD | E_PASP | -0.02306 | LD | Dallas
LDLXFMR2 | CNTRD | E_PASP | -0.02306 | LD | Dallas
MCCREE2 | MCCREE | E_PASP | -0.023058 | LD | Dallas
MCCRE_1 | MCCREE | E_PASP | -0.023058 | LD | Dallas
LDLXFMR1 | SCYEN | E_PASP | -0.023058 | LD | Dallas
LDLXFMR1 | THRNE | E_PASP | -0.023047 | LD | Dallas
LDXFMR1 | MGIND | E_PASP | -0.023044 | LD | Ellis
LDLXFMR2 | STERT | E_PASP | -0.023044 | LD | Ellis
LDLXFMR1 | STERT | E_PASP | -0.023044 | LD | Ellis
LDXFMR1 | SSPSW | E_PASP | -0.023042 | LD | Hopkins
WMFMWLD1 | WMFMW_RC | E_PASP | -0.023042 | LD | Kaufman
LDLXFMR2 | RWALE | E_PASP | -0.023037 | LD | Rockwall
LDLXFMR1 | RWALE | E_PASP | -0.023037 | LD | Rockwall
LDLXFMR2 | MESFR | E_PASP | -0.023034 | LD | Dallas
LDLXFMR1 | MESFR | E_PASP | -0.023034 | LD | Dallas
SAT | LHSES | E_PASP | -0.023031 | LD | Dallas
LDLXFMR3 | PRCRK | E_PASP | -0.023029 | LD | Dallas
LDLXFMR4 | PRCRK | E_PASP | -0.023029 | LD | Dallas
LDXFMR1 | LKJNP | E_PASP | -0.023028 | LD | Dallas
LDLXFMR1 | STAUG | E_PASP | -0.023028 | LD | Dallas
LDLXFMR1 | CDHCR | E_PASP | -0.023025 | LD | Dallas
LDLXFMR3 | CDHIL | E_PASP | -0.023025 | LD | Dallas
LDLXFMR2 | CDHIL | E_PASP | -0.023025 | LD | Dallas
LDLXFMR1 | CDHIL | E_PASP | -0.023025 | LD | Dallas
LDLXFMR4 | CDHIL | E_PASP | -0.023025 | LD | Dallas
LDWWP1 | WXPM1 | E_PASP | -0.023025 | LD | Ellis
LDWWP2 | WXPM1 | E_PASP | -0.023025 | LD | Ellis
LDLXFMR1 | LWRNC | E_PASP | -0.023021 | LD | Kaufman
LDAIRCO | AIRCO | E_PASP | -0.023019 | LD | Kaufman
XFMR2 | WXPM2 | E_PASP | -0.023017 | LD | Ellis
LDWS_1 | WXPM2 | E_PASP | -0.023017 | LD | Ellis
LOAD1 | PITTSDDK | E_PASP | -0.023013 | LD | Hill
NWTER_RC | NWTER_RC | E_PASP | -0.023009 | LD | Kaufman
LDLXFMR1 | PLGRV | E_PASP | -0.023004 | LD | Dallas
ALUMCRT1 | ALUMCR | E_PASP | -0.022998 | LD | Bastrop
LDLXFMR1 | MESWE | E_PASP | -0.022993 | LD | Dallas
LDLXFMR2 | MESWE | E_PASP | -0.022993 | LD | Dallas
LXFMR2 | RWALS | E_PASP | -0.022986 | LD | Rockwall
LXFMR1 | RWALS | E_PASP | -0.022986 | LD | Rockwall
LDLXFMR1 | TRNTH | E_PASP | -0.022973 | LD | Kaufman
LDLXFMR2 | TRNTH | E_PASP | -0.022973 | LD | Kaufman
LDLXFMR2 | WXNTH | E_PASP | -0.022969 | LD | Ellis
LDLXFMR1 | WXNTH | E_PASP | -0.022969 | LD | Ellis
LDXFMR1 | DKCRK | E_PASP | -0.022967 | LD | Kaufman
LDXFMR1 | LHPMP | E_PASP | -0.022967 | LD | Dallas
LDXFMR1 | MESQW | E_PASP | -0.022953 | LD | Dallas
LDXFMR2 | MESQW | E_PASP | -0.022953 | LD | Dallas
LDLXFMR2 | TRLSW | E_PASP | -0.022952 | LD | Kaufman
LDLXFMR1 | TRLSW | E_PASP | -0.022952 | LD | Kaufman
LDMOBILE | TRLSW | E_PASP | -0.022952 | LD | Kaufman
LDLXFMR2 | PKRVL | E_PASP | -0.022952 | LD | Dallas
LDLXFMR1 | PKRVL | E_PASP | -0.022952 | LD | Dallas
GLENHIGHT2 | GLNHT | E_PASP | -0.022951 | LD | Ellis
GLENHIGHT1 | GLNHT | E_PASP | -0.022951 | LD | Ellis
LDLXFMR1 | BUFLO | E_PASP | -0.022933 | LD | Kaufman
LDLXFMR2 | BUFLO | E_PASP | -0.022933 | LD | Kaufman
LDXFMR2 | DESHR | E_PASP | -0.022918 | LD | Dallas
LDXFMR1 | DESHR | E_PASP | -0.022918 | LD | Dallas
FRNYW1 | FRNYW_RC | E_PASP | -0.022907 | LD | Kaufman
FRNYW2 | FRNYW_RC | E_PASP | -0.022907 | LD | Kaufman
LDLXFMR1 | TERSO | E_PASP | -0.022889 | LD | Kaufman
LDLXFMR4 | FORSW | E_PASP | -0.022888 | LD | Kaufman
LDLXFMR5 | FORSW | E_PASP | -0.022888 | LD | Kaufman
LDXFMR2 | ESFLT | E_PASP | -0.022882 | LD | Dallas
LDXFMR1 | ESFLT | E_PASP | -0.022882 | LD | Dallas
LDLXFMR1 | LKNRD | E_PASP | -0.022882 | LD | Dallas
LIBTY_RC1 | LIBTY_RC | E_PASP | -0.022882 | LD | Hopkins
LIBTY_RC2 | LIBTY_RC | E_PASP | -0.022882 | LD | Hopkins
LDLXFMR1 | SUNNY | E_PASP | -0.02288 | LD | Dallas
LDLXFMR2 | MRDCK | E_PASP | -0.022877 | LD | Dallas
LDLXFMR2 | DESPR | E_PASP | -0.022864 | LD | Dallas
LDLXFMR1 | DESPR | E_PASP | -0.022864 | LD | Dallas
LDMOBILE | DESPR | E_PASP | -0.022864 | LD | Dallas
LDXFMR3 | ESFLT | E_PASP | -0.022863 | LD | Dallas
LDLXFMR2 | LKNRD | E_PASP | -0.022863 | LD | Dallas
LDLXFMR1 | MESQT | E_PASP | -0.022854 | LD | Dallas
LDLXFMR2 | MESQT | E_PASP | -0.022854 | LD | Dallas
LDXFMR1 | HUBRD | E_PASP | -0.022834 | LD | Hill
LDLXMFR1 | BSPRG | E_PASP | -0.022826 | LD | Dallas
LDLXMFR2 | BSPRG | E_PASP | -0.022826 | LD | Dallas
LDLXFMR1 | HUTCH | E_PASP | -0.022819 | LD | Dallas
LDLXFMR2 | HUTCH | E_PASP | -0.022819 | LD | Dallas
LDXFMR1 | WXHCH | E_PASP | -0.022793 | LD | Ellis
LDXFMR2 | WXHCH | E_PASP | -0.022793 | LD | Ellis
LDXFMR1 | SFILT | E_PASP | -0.02278 | LD | Dallas
LDXFMR1 | CRNDL | E_PASP | -0.022779 | LD | Kaufman
LDLXFMR2 | CRNDL | E_PASP | -0.022779 | LD | Kaufman
LDXFMR1 | KFMNW | E_PASP | -0.022779 | LD | Kaufman
LDXFMR2 | KFMNW | E_PASP | -0.022779 | LD | Kaufman
PATN_RC | PATN_RC | E_PASP | -0.022778 | LD | Kaufman
LDLXFMR1 | MLFRD | E_PASP | -0.022777 | LD | Dallas
LDLXFMR3 | MLFRD | E_PASP | -0.022777 | LD | Dallas
LDLXFMR2 | MLFRD | E_PASP | -0.022777 | LD | Dallas
LDLXFMR2 | LNCST | E_PASP | -0.02277 | LD | Dallas
LDLXFMR1 | LNCST | E_PASP | -0.02277 | LD | Dallas
LDLXFMR2 | LWSNR | E_PASP | -0.022762 | LD | Dallas
LDLXFMR1 | LWSNR | E_PASP | -0.022762 | LD | Dallas
BL1-AUXLOAD1 | FRNYPP | E_PASP | -0.022749 | LD | Kaufman
BL2-AUXLOAD2 | FRNYPP | E_PASP | -0.022749 | LD | Kaufman
BL1-AUXLOAD2 | FRNYPP | E_PASP | -0.022749 | LD | Kaufman
BL2-AUXLOAD1 | FRNYPP | E_PASP | -0.022749 | LD | Kaufman
LD1 | LK_FORK | E_PASP | -0.022746 | LD | Wood
LD2 | LK_FORK | E_PASP | -0.022746 | LD | Wood
BARRYBC | BARRYBC | E_PASP | -0.02273 | LD | Navarro
EMORY_RC2 | EMORY_RC | E_PASP | -0.022724 | LD | Rains
EMORY_RC1 | EMORY_RC | E_PASP | -0.022724 | LD | Rains
BESS_AUX1 | CORALSLR | E_PASP | -0.02272 | LD | Falls
BESS_AUX2 | CORALSLR | E_PASP | -0.02272 | LD | Falls
CHARGE1 | CORALSLR | E_PASP | -0.02272 | LD | Falls
CHARGE2 | CORALSLR | E_PASP | -0.02272 | LD | Falls
XFMR-2 | LAVSW | E_PASP | -0.022707 | LD | Dallas
XFMR-1 | LAVSW | E_PASP | -0.022707 | LD | Dallas
LDLXFMR1 | RNDER | E_PASP | -0.0227 | LD | Dallas
LDXFMR2 | SGOVL | E_PASP | -0.022694 | LD | Dallas
CRNDL2RC | CRNDL_RC | E_PASP | -0.022688 | LD | Kaufman
CRNDL_RC | CRNDL_RC | E_PASP | -0.022688 | LD | Kaufman
LDXFMR1 | SGOVL | E_PASP | -0.022687 | LD | Dallas
TALTY_RC_2 | TALTY_RC | E_PASP | -0.02268 | LD | Kaufman
TALTY_RC_1 | TALTY_RC | E_PASP | -0.02268 | LD | Kaufman
LDLXFMR1 | KLBRG | E_PASP | -0.022678 | LD | Dallas
LDLXFMR2 | KLBRG | E_PASP | -0.022678 | LD | Dallas
LDXFMR2 | SFILT | E_PASP | -0.022661 | LD | Dallas
PRY_29 | PRY | E_PASP | -0.022635 | LD | Falls
I20RC2 | I20_RC | E_PASP | -0.022605 | LD | Kaufman
I20RC1 | I20_RC | E_PASP | -0.022605 | LD | Kaufman
LDLXFMR1 | TMPTN | E_PASP | -0.022597 | LD | Ellis
EMMET_162 | EMMETT | E_PASP | -0.022457 | LD | Navarro
EMMET_16 | EMMETT | E_PASP | -0.022457 | LD | Navarro
PURDO_16 | PURDON | E_PASP | -0.022457 | LD | Navarro
LDXFMR1 | EMORY | E_PASP | -0.022441 | LD | Rains
DAWSO_16 | DAWSON | E_PASP | -0.022407 | LD | Navarro
LOAD1 | AURO_SLR | E_PASP | -0.022401 | LD | Milam
LOAD1 | ROSELAND | E_PASP | -0.022389 | LD | Falls
LOAD2 | ROSELAND | E_PASP | -0.022389 | LD | Falls
LOAD3 | ROSELAND | E_PASP | -0.022389 | LD | Falls
BESS1_LOAD | ROSELAND | E_PASP | -0.022389 | LD | Falls
XFMR1 | NVRML | E_PASP | -0.022385 | LD | Navarro
LD1 | ETCCS | E_PASP | -0.022371 | LD | Ellis
COMBINRC2 | COMBINRC | E_PASP | -0.022356 | LD | Kaufman
COMBINRC | COMBINRC | E_PASP | -0.022356 | LD | Kaufman
COMBINE_NT1_RC | COMBNTRC | E_PASP | -0.022356 | LD | Kaufman
COMBINE_NT2_RC | COMBNTRC | E_PASP | -0.022356 | LD | Kaufman
LDLXFMR1 | ENSSE | E_PASP | -0.022304 | LD | Ellis
LDLXFMR2 | ENSSE | E_PASP | -0.022304 | LD | Ellis
LDLXFMR1 | ENSSO | E_PASP | -0.022304 | LD | Ellis
LDLXFMR2 | ENSSO | E_PASP | -0.022304 | LD | Ellis
LDLXFRM1 | RICES | E_PASP | -0.022304 | LD | Navarro
LDLXFMR1 | ENNIS | E_PASP | -0.022278 | LD | Ellis
LDLXFMR2 | ENNIS | E_PASP | -0.022278 | LD | Ellis
BESS1_LOAD | LILY | E_PASP | -0.022223 | LD | Kaufman
LOAD1 | LILY | E_PASP | -0.022223 | LD | Kaufman
ENTPR_RC1 | ENTPR_RC | E_PASP | -0.022214 | LD | Van Zandt
ENTPR_RC2 | ENTPR_RC | E_PASP | -0.022214 | LD | Van Zandt
TAWK_RC_1 | TAWK_RC | E_PASP | -0.022214 | LD | Van Zandt
TAWK_RC_2 | TAWK_RC | E_PASP | -0.022214 | LD | Van Zandt
LDXFMR2 | WLSPT | E_PASP | -0.022214 | LD | Van Zandt
ABLSPRC1 | ABLSPRRC | E_PASP | -0.022214 | LD | Kaufman
ABLSPRC2 | ABLSPRRC | E_PASP | -0.022214 | LD | Kaufman
LDXFMR1 | DCKCV | E_PASP | -0.022214 | LD | Kaufman
DUCKCVRC1 | DUCKCVRC | E_PASP | -0.022214 | LD | Kaufman
LDXFMR1 | IRBRG | E_PASP | -0.022214 | LD | Hunt
LDXFMR2 | IRBRG | E_PASP | -0.022214 | LD | Hunt
HAN_16 | HAN1 | E_PASP | -0.022197 | LD | Navarro
MID_BEL | MIDWAY | E_PASP | -0.022188 | LD | Falls
MID_MCC | MIDWAY | E_PASP | -0.022188 | LD | Falls
MID_NVV | MIDWAY | E_PASP | -0.022188 | LD | Falls
LDLXFMR1 | GAMMA | E_PASP | -0.022162 | LD | Ellis
LD1 | PEBSW | E_PASP | -0.022162 | LD | Ellis
LD2 | PEBSW | E_PASP | -0.022162 | LD | Ellis
LDXFMR2 | PEBSW | E_PASP | -0.022162 | LD | Ellis
LDXFMR1 | PEBSW | E_PASP | -0.022162 | LD | Ellis
LD4 | PEBSW | E_PASP | -0.022162 | LD | Ellis
LD3 | PEBSW | E_PASP | -0.022162 | LD | Ellis
LD1302 | RDOAK | E_PASP | -0.022162 | LD | Ellis
LD1301 | RDOAK | E_PASP | -0.022162 | LD | Ellis
LDMOBILE | RDOAK | E_PASP | -0.022162 | LD | Ellis
TRUMBULL1 | TRU | E_PASP | -0.022162 | LD | Ellis
SCURY_RC1 | SCURY_RC | E_PASP | -0.022147 | LD | Kaufman
SCURY_RC2 | SCURY_RC | E_PASP | -0.022147 | LD | Kaufman
LDLXFMR1 | CRISP | E_PASP | -0.022129 | LD | Ellis
LDXFMR2 | CRISP | E_PASP | -0.022129 | LD | Ellis
MILAN_3 | MILANO | E_PASP | -0.022084 | LD | Milam
RAND_RC_1 | RAND_RC | E_PASP | -0.022064 | LD | Kaufman
RAND_RC_2 | RAND_RC | E_PASP | -0.022064 | LD | Kaufman
ENNIS3 | ENS | E_PASP | -0.02206 | LD | Ellis
ENNIS4 | ENS | E_PASP | -0.02206 | LD | Ellis
ENNIS1 | ENS | E_PASP | -0.02206 | LD | Ellis
ENNIS2 | ENS | E_PASP | -0.02206 | LD | Ellis
LDLXFMR1 | EDGWD | E_PASP | -0.022058 | LD | Van Zandt
LDXFMR1 | WLSPT | E_PASP | -0.022058 | LD | Van Zandt
LDLXFMR1 | KFMSO | E_PASP | -0.022053 | LD | Kaufman
LDXFMR1 | KFMSO | E_PASP | -0.022053 | LD | Kaufman
LDLXFMR2 | KFMSO | E_PASP | -0.022053 | LD | Kaufman
PAIGE_T1 | PAIGE | E_PASP | -0.021964 | LD | Bastrop
TELICO1 | TLC | E_PASP | -0.021953 | LD | Ellis
PRA_29 | PRA | E_PASP | -0.021903 | LD | Limestone
LOAD1 | NEWROS | E_PASP | -0.021871 | LD | Bastrop
SMITHVT2 | SMITHV | E_PASP | -0.021871 | LD | Bastrop
SMITHVT1 | SMITHV | E_PASP | -0.021871 | LD | Bastrop
LDLXFMR2 | KMPSO | E_PASP | -0.021832 | LD | Kaufman
LDLXFMR1 | KMPSO | E_PASP | -0.021832 | LD | Kaufman
LOAD1 | MAND_SLR | E_PASP | -0.021774 | LD | Milam
LDLXFMR2 | CANTN | E_PASP | -0.021761 | LD | Van Zandt
LDLXFMR1 | CANTN | E_PASP | -0.021761 | LD | Van Zandt
LDLXFMR1 | VANSB | E_PASP | -0.02175 | LD | Van Zandt
LDLXFMR2 | VANSB | E_PASP | -0.02175 | LD | Van Zandt
PLSNT_3 | PLSNTGRV | E_PASP | -0.021739 | LD | Falls
GLENPLD2 | GLNPSSRC | E_PASP | -0.02173 | LD | Van Zandt
GLENPLD3 | GLNPSSRC | E_PASP | -0.02173 | LD | Van Zandt
GLENPLD1 | GLNPSSRC | E_PASP | -0.02173 | LD | Van Zandt
CHATFELD | CHATFELD | E_PASP | -0.021721 | LD | Navarro
CHATFELD2 | CHATFELD | E_PASP | -0.021721 | LD | Navarro
LDLXFMR1 | MLDR2 | E_PASP | -0.02171 | LD | Navarro
LDXFMR2 | CRSGU | E_PASP | -0.021706 | LD | Navarro
LDXFMR1 | CRSGU | E_PASP | -0.021706 | LD | Navarro
LDLXFMR1 | CRSGL | E_PASP | -0.021702 | LD | Navarro
LDLXFMR2 | CRSGL | E_PASP | -0.021702 | LD | Navarro
LDXFMR2 | CRMPM | E_PASP | -0.021702 | LD | Navarro
LDXFMR1 | CRMPM | E_PASP | -0.021702 | LD | Navarro
LDXFMR1 | SVPTS | E_PASP | -0.021701 | LD | Henderson
LDXFMR2 | SVPTS | E_PASP | -0.021701 | LD | Henderson
LDXFMR1 | CRMBL | E_PASP | -0.0217 | LD | Navarro
LDLXFMR1 | CRSWS | E_PASP | -0.021691 | LD | Navarro
LDLXFMR2 | CRSWS | E_PASP | -0.021691 | LD | Navarro
CHAPLHIL1 | CHAPLHIL | E_PASP | -0.021687 | LD | Navarro
LDXFMR2 | BARRY | E_PASP | -0.021677 | LD | Navarro
LDXFMR1 | BARRY | E_PASP | -0.021677 | LD | Navarro
LDXFMR1 | BLMGR | E_PASP | -0.021677 | LD | Navarro
LDXFMR2 | CRSCN | E_PASP | -0.021677 | LD | Navarro
LDXFMR1 | CRSCN | E_PASP | -0.021677 | LD | Navarro
LDTXEQL | TXEQL | E_PASP | -0.021677 | LD | Navarro
BHR_29 | BHR | E_PASP | -0.021641 | LD | Limestone
GRO_29 | GRO | E_PASP | -0.021641 | LD | Limestone
TOOL_RC_1 | TOOL_RC | E_PASP | -0.021635 | LD | Henderson
TOOL_RC_2 | TOOL_RC | E_PASP | -0.021635 | LD | Henderson
CNTLD1RC | CNTSUBRC | E_PASP | -0.021631 | LD | Van Zandt
JKSNL2RC | JKSSUBRC | E_PASP | -0.021631 | LD | Van Zandt
JKSNL1RC | JKSSUBRC | E_PASP | -0.021631 | LD | Van Zandt
T1 | BCPOI | E_PASP | -0.021622 | LD | Navarro
EXPLORRC | EXPLORRC | E_PASP | -0.021612 | LD | Van Zandt
EUREK_16 | EURKB | E_PASP | -0.021604 | LD | Navarro
LDXFMR1 | NVARO | E_PASP | -0.021597 | LD | Navarro
LDXFMR1 | SPRRK | E_PASP | -0.021597 | LD | Navarro
LD2101 | RCHLD | E_PASP | -0.021596 | LD | Navarro
LDLOAD1 | WTGLF | E_PASP | -0.021594 | LD | Freestone
LDXFMR1 | WRTHM | E_PASP | -0.021593 | LD | Freestone
LDXFMR2 | WRTHM | E_PASP | -0.021593 | LD | Freestone
LDLXFMR1 | COLDG | E_PASP | -0.021591 | LD | Limestone
LDLXFMR2 | COLDG | E_PASP | -0.021591 | LD | Limestone
LDLXFMR1 | MEXIA | E_PASP | -0.021583 | LD | Limestone
LDLXFMR1 | GRSMN | E_PASP | -0.021582 | LD | Limestone
LDLXFMR1 | LTFRD | E_PASP | -0.021581 | LD | Falls
LDLXFMR1 | MRLNS | E_PASP | -0.021581 | LD | Falls
LDLXFMR1 | OILML | E_PASP | -0.021581 | LD | Falls
LDLXFMR2 | OILML | E_PASP | -0.021581 | LD | Falls
LDXFMR1 | OTTOJ | E_PASP | -0.021581 | LD | Falls
MBNKL1RC | MBNKSSRC | E_PASP | -0.021567 | LD | Kaufman
MBNKL2RC | MBNKSSRC | E_PASP | -0.021567 | LD | Kaufman
LDXFMR1 | CCPMP | E_PASP | -0.021563 | LD | Henderson
LDXFMR2 | CCPMP | E_PASP | -0.021563 | LD | Henderson
LDXFMR1 | CDCRK | E_PASP | -0.021563 | LD | Henderson
LDXFMR2 | CDCRK | E_PASP | -0.021563 | LD | Henderson
LOAD1 | STRATEGC | E_PASP | -0.021559 | LD | Ellis
LDXFMR2 | BNBOR | E_PASP | -0.021552 | LD | Henderson
LDXFMR1 | BNBOR | E_PASP | -0.021552 | LD | Henderson
LDLXFMR1 | CHNDW | E_PASP | -0.021552 | LD | Henderson
LDXFMR1 | MCHSN | E_PASP | -0.021552 | LD | Henderson
LDXFMR1 | POWEL | E_PASP | -0.021552 | LD | Navarro
LDXFMR1 | TYRSW | E_PASP | -0.021542 | LD | Smith
LDLXFMR2 | TYRSW | E_PASP | -0.021542 | LD | Smith
GDL3 | GDL | E_PASP | -0.021542 | LD | Navarro
GDL_16B | GDL | E_PASP | -0.021542 | LD | Navarro
GDL_16A | GDL | E_PASP | -0.021542 | LD | Navarro
LOAD1 | FENCESLR | E_PASP | -0.021535 | LD | Navarro
LOAD2 | FENCESLR | E_PASP | -0.021535 | LD | Navarro
BESS_AUXLOAD | FENCESLR | E_PASP | -0.021535 | LD | Navarro
BESS1_LOAD | FENCESLR | E_PASP | -0.021535 | LD | Navarro
LDARPCM | ARPCM | E_PASP | -0.021528 | LD | Smith
LDXFMR1 | ARPMN | E_PASP | -0.021528 | LD | Smith
GWARTN | GWART | E_PASP | -0.021528 | LD | Smith
LKTYLR1 | LK_TYLR | E_PASP | -0.021528 | LD | Smith
LDXFMR1 | OVRTN | E_PASP | -0.021528 | LD | Rusk
LDXFMR2 | OVRTN | E_PASP | -0.021528 | LD | Rusk
XFMR1 | SWINY | E_PASP | -0.021528 | LD | Smith
LDLXFMR2 | TYSTH | E_PASP | -0.021528 | LD | Smith
LDLXFMR1 | TYSTH | E_PASP | -0.021528 | LD | Smith
LDLXFMR2 | TYLGE | E_PASP | -0.021524 | LD | Smith
LDLXFMR1 | TYLGE | E_PASP | -0.021524 | LD | Smith
LDLXFMR1 | TYOMN | E_PASP | -0.021515 | LD | Smith
LDLXFMR2 | TYOMN | E_PASP | -0.021515 | LD | Smith
LD2 | DELEK | E_PASP | -0.021513 | LD | Smith
LDXFMR1 | KERNS | E_PASP | -0.021512 | LD | Navarro
LDLXFMR1 | TYBLR | E_PASP | -0.02151 | LD | Smith
LDLXFMR2 | TYBLR | E_PASP | -0.02151 | LD | Smith
LDLXFMR1 | ELKTN | E_PASP | -0.021501 | LD | Smith
LDLXFMR2 | ELKTN | E_PASP | -0.021501 | LD | Smith
LDLXFMR1 | TYEST | E_PASP | -0.021501 | LD | Smith
LDLXFMR2 | TYEST | E_PASP | -0.021501 | LD | Smith
LD1 | DELEK | E_PASP | -0.0215 | LD | Smith
LDLXFMR3 | TYWST | E_PASP | -0.021495 | LD | Smith
LDLXFMR2 | TYWST | E_PASP | -0.021495 | LD | Smith
LDLXFMR1 | WHOUS | E_PASP | -0.021493 | LD | Smith
LDLXFMR2 | WHOUS | E_PASP | -0.021493 | LD | Smith
LDLXFMR2 | MABNK | E_PASP | -0.021492 | LD | Henderson
LDLXFMR1 | MABNK | E_PASP | -0.021492 | LD | Henderson
LDLXFMR3 | TYLER | E_PASP | -0.021489 | LD | Smith
LDLXFMR4 | TYLER | E_PASP | -0.021489 | LD | Smith
LDLXFMR2 | TYLNW | E_PASP | -0.021488 | LD | Smith
LDXFMR2 | SWAN2 | E_PASP | -0.021487 | LD | Smith
LDXFMR1 | SWAN2 | E_PASP | -0.021487 | LD | Smith
LDXFMR1 | TYPIP | E_PASP | -0.021487 | LD | Smith
LDXFMR2 | TYPIP | E_PASP | -0.021487 | LD | Smith
LDLXFMR1 | TYLNE | E_PASP | -0.021487 | LD | Smith
LDLXFMR2 | TYLNE | E_PASP | -0.021487 | LD | Smith
LDLXFMR1 | HDWLK | E_PASP | -0.021486 | LD | Smith
LDMOBILE | HDWLK | E_PASP | -0.021486 | LD | Smith
LDLXFMR2 | LNDAL | E_PASP | -0.021485 | LD | Smith
LDLXFMR1 | LNDAL | E_PASP | -0.021485 | LD | Smith
LTCXFMR1 | GRSLK | E_PASP | -0.02148 | LD | Smith
LDXFMR1 | FHPOD | E_PASP | -0.021465 | LD | Henderson
LDXFMR2 | FHPOD | E_PASP | -0.021465 | LD | Henderson
LDLXFMR1 | PAULN | E_PASP | -0.021456 | LD | Henderson
LDLXFMR2 | PAULN | E_PASP | -0.021456 | LD | Henderson
BAILEYVILLE1 | BALYVILL | E_PASP | -0.021455 | LD | Milam
CALVERT2 | CALVERT | E_PASP | -0.021455 | LD | Milam
CALVERT1 | CALVERT | E_PASP | -0.021455 | LD | Milam
WALNGR_1 | WALNGR | E_PASP | -0.021449 | LD | Smith
LDXFMR1 | NIPAK | E_PASP | -0.021431 | LD | Navarro
LD1 | MLSES | E_PASP | -0.021421 | LD | Rusk
LD2 | MLSES | E_PASP | -0.021421 | LD | Rusk
LD0865 | MLSES | E_PASP | -0.021421 | LD | Rusk
UAT1 | MLSES | E_PASP | -0.021421 | LD | Rusk
UAT2 | MLSES | E_PASP | -0.021421 | LD | Rusk
UAT3 | MLSES | E_PASP | -0.021421 | LD | Rusk
LDXFMR1 | EUSTC | E_PASP | -0.021416 | LD | Henderson
LDXFMR2 | EUSTC | E_PASP | -0.021416 | LD | Henderson
LDLXFMR1 | FLINT | E_PASP | -0.02141 | LD | Smith
LDLXFMR2 | FLINT | E_PASP | -0.02141 | LD | Smith
CDRLD2RC | CDRSS_RC | E_PASP | -0.021409 | LD | Henderson
CDRLD1RC | CDRSS_RC | E_PASP | -0.021409 | LD | Henderson
LDXFMR1 | MLKF2 | E_PASP | -0.021389 | LD | Henderson
LDXFMR2 | MLKF2 | E_PASP | -0.021389 | LD | Henderson
LDMOBILE | TRSES | E_PASP | -0.021388 | LD | Henderson
BULRD1 | BULRD | E_PASP | -0.021377 | LD | Cherokee
CCLDTRREA | CCTROUP | E_PASP | -0.021362 | LD | Cherokee
LDLXFMR1 | JKSNR | E_PASP | -0.021362 | LD | Cherokee
LDLXFMR2 | JKSNR | E_PASP | -0.021362 | LD | Cherokee
LDXFMR1 | MSLMN | E_PASP | -0.021362 | LD | Cherokee
LDXFMR1 | TRPMN | E_PASP | -0.021362 | LD | Smith
LDXFMR2 | TRPMN | E_PASP | -0.021362 | LD | Smith
LDLXFMR1 | ATHNS | E_PASP | -0.021358 | LD | Henderson
LDLXFMR2 | ATHNS | E_PASP | -0.021358 | LD | Henderson
SUNOCORC1 | SUNOCORC | E_PASP | -0.021358 | LD | Henderson
SUNOCORC2 | SUNOCORC | E_PASP | -0.021358 | LD | Henderson
WLTNL1RC | WLTN_RC | E_PASP | -0.021352 | LD | Henderson
LDXFMR1 | POYNR | E_PASP | -0.02135 | LD | Anderson
LDLXFMR2 | ATHNW | E_PASP | -0.021344 | LD | Henderson
LDLXFMR1 | ATHNW | E_PASP | -0.021344 | LD | Henderson
LDXFMR1 | TRNDD | E_PASP | -0.021342 | LD | Henderson
SAT | TRSES | E_PASP | -0.021342 | LD | Henderson
LDXFMR2 | BEAST | E_PASP | -0.021331 | LD | Cherokee
LDXFMR1 | BEAST | E_PASP | -0.021331 | LD | Cherokee
LDLXFMR2 | FRNKS | E_PASP | -0.021331 | LD | Anderson
LDLXFMR1 | FRNKS | E_PASP | -0.021331 | LD | Anderson
LDXFMR2 | JKSES | E_PASP | -0.021331 | LD | Cherokee
LDXFMR1 | JKSES | E_PASP | -0.021331 | LD | Cherokee
LDLXFMR1 | JKWST | E_PASP | -0.021331 | LD | Cherokee
AXF2 | TGCCS | E_PASP | -0.021325 | LD | Rusk
AXF1 | TGCCS | E_PASP | -0.021325 | LD | Rusk
BRTNL1RC | BRTNSSRC | E_PASP | -0.021322 | LD | Henderson
LOAD1 | KELAM_SL | E_PASP | -0.021322 | LD | Van Zandt
LDXFMR1 | TSLVL | E_PASP | -0.021311 | LD | Smith
LDLXFMR2 | TSLVL | E_PASP | -0.021311 | LD | Smith
ANTLD1RC | ANTSS_RC | E_PASP | -0.021276 | LD | Smith
ANTLD2RC | ANTSS_RC | E_PASP | -0.021276 | LD | Smith
TSLVILL1 | TSLVILLE | E_PASP | -0.021261 | LD | Cherokee
NYLD2RC | NYSS_RC | E_PASP | -0.021238 | LD | Henderson
NYLD1RC | NYSS_RC | E_PASP | -0.021238 | LD | Henderson
NYLD3RC | NYSS_RC | E_PASP | -0.021238 | LD | Henderson
SFIELDL1 | SFIELD | E_PASP | -0.021235 | LD | Cherokee
COFLD1RC | COFESSRC | E_PASP | -0.021203 | LD | Henderson
BUCKH_1 | BUCKHLTS | E_PASP | -0.021192 | LD | Milam
SVC_3 | SVC | E_PASP | -0.021192 | LD | Milam
LOAD1 | EBELLSLR | E_PASP | -0.021186 | LD | Milam
AUX | SCSES | E_PASP | -0.02117 | LD | Cherokee
LDXFMR1 | SCSES | E_PASP | -0.02117 | LD | Cherokee
SST-1 | NACPW | E_PASP | -0.021158 | LD | Nacogdoches
LDLXFMR2 | CSHNG | E_PASP | -0.021153 | LD | Nacogdoches
LDXFMR1 | CSHNG | E_PASP | -0.021153 | LD | Nacogdoches
LDXFMR1 | WLWSP | E_PASP | -0.021146 | LD | Henderson
TWICK | TRAWICK | E_PASP | -0.021145 | LD | Nacogdoches
LDLXFMR1 | CMINO | E_PASP | -0.021129 | LD | Nacogdoches
LDLXFMR2 | CMINO | E_PASP | -0.021129 | LD | Nacogdoches
LDLXFMR2 | NCNTH | E_PASP | -0.021123 | LD | Nacogdoches
LDLXFMR1 | NCNTH | E_PASP | -0.021123 | LD | Nacogdoches
LDLXFMR2 | NCSFA | E_PASP | -0.02112 | LD | Nacogdoches
LDLXFMR1 | NCSFA | E_PASP | -0.02112 | LD | Nacogdoches
LDXFMR1 | CHRNO | E_PASP | -0.021114 | LD | Nacogdoches
LOAD1 | VISION | E_PASP | -0.021095 | LD | Navarro
LDLXFMR1 | NCSTH | E_PASP | -0.021085 | LD | Nacogdoches
LDLXFMR2 | NCSTH | E_PASP | -0.021085 | LD | Nacogdoches
LDLXFMR1 | NCDSW | E_PASP | -0.021056 | LD | Nacogdoches
LDXFMR1 | DGLAS | E_PASP | -0.021011 | LD | Nacogdoches
LDMOBILE | DGLAS | E_PASP | -0.021011 | LD | Nacogdoches
WINKLER1 | WINKLER | E_PASP | -0.020978 | LD | Freestone
WINKLER2 | WINKLER | E_PASP | -0.020978 | LD | Freestone
LD1201 | BAYLC | E_PASP | -0.020968 | LD | Nacogdoches
LD39 | TRLUF | E_PASP | -0.020968 | LD | Cherokee
SWPOWER_BLT | HNTNG | E_PASP | -0.020946 | LD | Angelina
LDLXFMR3 | HNTNG | E_PASP | -0.020946 | LD | Angelina
LDLXFMR4 | HNTNG | E_PASP | -0.020946 | LD | Angelina
LDXFMR1 | CRLSP | E_PASP | -0.020939 | LD | Anderson
LDLXFMR1 | DIALV | E_PASP | -0.020913 | LD | Cherokee
LXFMR1 | REYST | E_PASP | -0.020913 | LD | Cherokee
LXFMR2 | REYST | E_PASP | -0.020913 | LD | Cherokee
XFMR1 | RSKMN | E_PASP | -0.020913 | LD | Cherokee
XFMR2 | RSKMN | E_PASP | -0.020913 | LD | Cherokee
LDLXFMR2 | LFEST | E_PASP | -0.020903 | LD | Angelina
LDLXFMR1 | LFEST | E_PASP | -0.020903 | LD | Angelina
LD1 | CHAMP | E_PASP | -0.020892 | LD | Angelina
LD2 | CHAMP | E_PASP | -0.020892 | LD | Angelina
LDLXFMR2 | CNANG | E_PASP | -0.020891 | LD | Angelina
LDLXFMR1 | CNANG | E_PASP | -0.020891 | LD | Angelina
SGSUB1 | SGSUB | E_PASP | -0.020886 | LD | Angelina
LDLXFMR1 | LFSTH | E_PASP | -0.020878 | LD | Angelina
LDLXFMR2 | LFSTH | E_PASP | -0.020878 | LD | Angelina
LDFIRM1 | LPRSH | E_PASP | -0.020873 | LD | Angelina
LDFIRM2 | LPRSH | E_PASP | -0.020873 | LD | Angelina
LDLXFMR1 | DIBOL | E_PASP | -0.020866 | LD | Angelina
LDLXFMR2 | DIBOL | E_PASP | -0.020866 | LD | Angelina
LD1 | DIBSP | E_PASP | -0.020866 | LD | Angelina
LD2 | DIBSP | E_PASP | -0.020866 | LD | Angelina
LD3 | DIBSP | E_PASP | -0.020866 | LD | Angelina
LDXFMR1 | LUFKN | E_PASP | -0.020864 | LD | Angelina
LDXFMR3 | LUFKN | E_PASP | -0.020864 | LD | Angelina
LDXFMR2 | LUFKN | E_PASP | -0.020864 | LD | Angelina
LDXFMR1 | HUDSN | E_PASP | -0.020853 | LD | Angelina
LDLXFMR2 | HUDSN | E_PASP | -0.020853 | LD | Angelina
CSXFMR1 | MBPOD | E_PASP | -0.020849 | LD | Navarro
LDLXFMR1 | LFKHL | E_PASP | -0.020845 | LD | Angelina
LDLXFMR2 | LFKHL | E_PASP | -0.020845 | LD | Angelina
XFMR1 | F3 | E_PASP | -0.020792 | LD | Medina
LXFMR4 | F3 | E_PASP | -0.020792 | LD | Medina
MAGNMET1 | MAGNME | E_PASP | -0.020774 | LD | Caldwell
MNTLB1 | MNTLB2RC | E_PASP | -0.020732 | LD | Anderson
MNTLB2 | MNTLB2RC | E_PASP | -0.020732 | LD | Anderson
LOAD1 | ILLN | E_PASP | -0.02068 | LD | Crockett
LDXFMR1 | LFCML | E_PASP | -0.020657 | LD | Angelina
LDXFMR1 | NECSP | E_PASP | -0.020618 | LD | Anderson
LD2048 | BBMN2 | E_PASP | -0.020613 | LD | Freestone
LDXFMR1 | BBMN2 | E_PASP | -0.020613 | LD | Freestone
LDLXFMR1 | PLSTN | E_PASP | -0.020478 | LD | Anderson
LDLXFMR2 | PLSTN | E_PASP | -0.020478 | LD | Anderson
LOAD1 | BOARDCRK | E_PASP | -0.020449 | LD | Navarro
LOAD2 | BOARDCRK | E_PASP | -0.020449 | LD | Navarro
LOAD1 | PISGAH | E_PASP | -0.020449 | LD | Navarro
LOAD2 | PISGAH | E_PASP | -0.020449 | LD | Navarro
LDLXFMR1 | PLSTH | E_PASP | -0.020438 | LD | Anderson
LDLXFMR2 | PLSTH | E_PASP | -0.020438 | LD | Anderson
LDMOBILE | PLSTH | E_PASP | -0.020438 | LD | Anderson
GT-1-AUX | FREC | E_PASP | -0.020418 | LD | Freestone
LDXFMR1 | BLKFT | E_PASP | -0.020358 | LD | Anderson
XFMR1 | HEPOD | E_PASP | -0.020358 | LD | Anderson
LDXFMR1A | ELKHR | E_PASP | -0.020356 | LD | Anderson
LDXFMR2 | ELKHR | E_PASP | -0.020356 | LD | Anderson
LXFMR2 | TNSCL | E_PASP | -0.02028 | LD | Anderson
LDXFMR1 | TNSCL | E_PASP | -0.02028 | LD | Anderson
LDXFMR1 | ELKGF | E_PASP | -0.020278 | LD | Anderson
KOSSE_29 | KOSSE | E_PASP | -0.020226 | LD | Limestone
LDLXFMR1 | GPLND | E_PASP | -0.020177 | LD | Houston
LDXFMR2 | GPLND | E_PASP | -0.020177 | LD | Houston
LDXFMR1 | BETOS | E_PASP | -0.02016 | LD | Anderson
GT-4-AUX | FREC | E_PASP | -0.020091 | LD | Freestone
LKVEW_RC | LKVEW_RC | E_PASP | -0.020088 | LD | Anderson
TCKER_RC | TCKER_RC | E_PASP | -0.020088 | LD | Anderson
OLE_29 | OLE | E_PASP | -0.019993 | LD | Limestone
LDXFMR2 | LNGLK | E_PASP | -0.019934 | LD | Freestone
LDLXFMR1 | LNGLK | E_PASP | -0.019934 | LD | Freestone
BEREA | BEREA | E_PASP | -0.019816 | LD | Houston
AUX_STARTUP | TNP_ONE | E_PASP | -0.019658 | LD | Robertson
AUX_1 | TNP_ONE | E_PASP | -0.019658 | LD | Robertson
AUX_2 | TNP_ONE | E_PASP | -0.019658 | LD | Robertson
LATEXO | LATEXO | E_PASP | -0.019623 | LD | Houston
MSTNGPR1 | MSTNG_PR | E_PASP | -0.019623 | LD | Houston
MSTNGRPR2 | MSTNG_PR | E_PASP | -0.019623 | LD | Houston
WELDON | WELDON | E_PASP | -0.019623 | LD | Houston
T-1 | POOLRO | E_PASP | -0.019576 | LD | Guadalupe
LDLXFMR3 | CRKET | E_PASP | -0.019525 | LD | Houston
LDLXFMR1 | CRKET | E_PASP | -0.019525 | LD | Houston
BUTLER1 | BUT | E_PASP | -0.019448 | LD | Freestone
BRANC_3 | BRANCHVL | E_PASP | -0.019396 | LD | Milam
LULIMAT1 | LULIMA | E_PASP | -0.019201 | LD | Caldwell
LDXFMR1 | GPLMG | E_PASP | -0.019198 | LD | Houston
L1 | GPMEP | E_PASP | -0.019198 | LD | Houston
PETEWAY1 | PETEWAY | E_PASP | -0.019164 | LD | Robertson
FARRAR1 | FARRAR | E_PASP | -0.019082 | LD | Leon
FARRAR2 | FARRAR | E_PASP | -0.019082 | LD | Leon
2XA | FPPYD1 | E_PASP | -0.018739 | LD | Fayette
1XA | FPPYD1 | E_PASP | -0.018739 | LD | Fayette
3XA | FPPYD2 | E_PASP | -0.018718 | LD | Fayette
MIDDLE | MIDDL | E_PASP | -0.018608 | LD | Leon
MIDDLE2 | MIDDL | E_PASP | -0.018608 | LD | Leon
LOAD1 | CTHR | E_PASP | -0.018603 | LD | Sutton
BEARGRASS1 | BRGRS | E_PASP | -0.018519 | LD | Leon
WARDA_T1 | WARDA | E_PASP | -0.018466 | LD | Fayette
WARDA_MOB | WARDA | E_PASP | -0.018466 | LD | Fayette
LOAD1 | P_PANDLE | E_PASP | -0.018402 | LD | Crockett
GIDDINT3 | GIDDIN | E_PASP | -0.018357 | LD | Lee
GIDDINT1 | GIDDIN | E_PASP | -0.018357 | LD | Lee
LDLXFMR4 | CNI45 | E_PASP | -0.018337 | LD | Leon
LDLXFMR3 | CNI45 | E_PASP | -0.018337 | LD | Leon
LDLXFMR2 | CNI45 | E_PASP | -0.018337 | LD | Leon
LDXFMR1 | CNI45 | E_PASP | -0.018337 | LD | Leon
FRANKLIN1 | FRA | E_PASP | -0.018267 | LD | Robertson
LDXFMR1 | AMGAS | E_PASP | -0.018147 | LD | Leon
LXFMR4 | NUCOR | E_PASP | -0.018147 | LD | Leon
LDXFMR1 | BLAIN | E_PASP | -0.018066 | LD | Freestone
LDXFMR1 | BNMAG | E_PASP | -0.018066 | LD | Leon
FAIRFIELD1 | FFD | E_PASP | -0.018066 | LD | Freestone
FRE_29 | FRE | E_PASP | -0.018066 | LD | Freestone
LDLXFMR1 | FRFWS | E_PASP | -0.018066 | LD | Freestone
LDMOBILE2 | FRFWS | E_PASP | -0.018066 | LD | Freestone
LDXFMR4 | JEWET | E_PASP | -0.018066 | LD | Leon
LDENGPR | RDPOI | E_PASP | -0.018066 | LD | Freestone
LDXFMR1 | SWYTG | E_PASP | -0.018066 | LD | Freestone
LDXFMR2 | SWYTG | E_PASP | -0.018066 | LD | Freestone
LDLXFMR1 | TEGMN | E_PASP | -0.018066 | LD | Freestone
CLYHIL_2 | CLAYHILL | E_PASP | -0.018066 | LD | Freestone
CLYHIL_1 | CLAYHILL | E_PASP | -0.018066 | LD | Freestone
LDLXFMR2 | MEXIA | E_PASP | -0.018066 | LD | Limestone
HAMMOND1 | HAMMOND | E_PASP | -0.018048 | LD | Robertson
CALVERTM1 | PHILLIPS | E_PASP | -0.018048 | LD | Robertson
AUX_12 | WIPOPA | E_PASP | -0.018048 | LD | Fayette
AUX_34 | WIPOPA | E_PASP | -0.018048 | LD | Fayette
ELLIOT1 | ELT | E_PASP | -0.017917 | LD | Robertson
SKIPPER1 | SKIPPER | E_PASP | -0.017892 | LD | Leon
TR-1 | LINCOL | E_PASP | -0.017779 | LD | Lee
LINCOLT1 | LINCOL | E_PASP | -0.017779 | LD | Lee
LST1 | LEG | E_PASP | -0.01748 | LD | Limestone
LST2 | LEG | E_PASP | -0.01748 | LD | Limestone
L1 | LEG | E_PASP | -0.01748 | LD | Limestone
L2 | LEG | E_PASP | -0.01748 | LD | Limestone
AUX1 | LEG | E_PASP | -0.01748 | LD | Limestone
AUX2 | LEG | E_PASP | -0.01748 | LD | Limestone
TEMP3 | OGSES | E_PASP | -0.017424 | LD | Robertson
OGUAT1 | OGSES | E_PASP | -0.017424 | LD | Robertson
OGUAT2 | OGSES | E_PASP | -0.017424 | LD | Robertson
HILTOPLAKE_1 | HLK | E_PASP | -0.017229 | LD | Leon
RIDGE1 | RIDGE | E_PASP | -0.017192 | LD | Robertson
RIDGE2 | RIDGE | E_PASP | -0.017192 | LD | Robertson
LDNCR | NUCOR | E_PASP | -0.017186 | LD | Leon
LDTR1 | NUCOR | E_PASP | -0.017186 | LD | Leon
LDTR2 | NUCOR | E_PASP | -0.017186 | LD | Leon
ESS1_CHARGE | RPUBRDS | E_PASP | -0.017164 | LD | Robertson
ESS1_AUX | RPUBRDS | E_PASP | -0.017164 | LD | Robertson
HEARNCTY | HEARNCTY | E_PASP | -0.01697 | LD | Robertson
LEXINGT1 | LEXING | E_PASP | -0.016885 | LD | Lee
69_12 | HOCHHEIM | E_PASP | -0.01676 | LD | DeWitt
69_12 | MALONE | E_PASP | -0.016727 | LD | Guadalupe
LOAD1 | DARSCR | E_PASP | -0.016706 | LD | Guadalupe
LOAD2 | DARSCR | E_PASP | -0.016706 | LD | Guadalupe
SUTTON1 | SUT | E_PASP | -0.016022 | LD | Robertson
69_12 | CAMPWOOD | E_PASP | -0.015943 | LD | Real
COOKPO_T1 | COOKPO | E_PASP | -0.015856 | LD | Burleson
LYLEWOT2 | LYLEWO | E_PASP | -0.015856 | LD | Burleson
LYLEWOT1 | LYLEWO | E_PASP | -0.015856 | LD | Burleson
NASHCRT1 | NASHCR | E_PASP | -0.015372 | LD | Guadalupe
NORTHZULCH1 | NZL | E_PASP | -0.015012 | LD | Madison
NORTHZULCH2 | NZL | E_PASP | -0.015012 | LD | Madison
LOAD1 | BIG_STAR | E_PASP | -0.014818 | LD | Bastrop
LOAD2 | BIG_STAR | E_PASP | -0.014818 | LD | Bastrop
BESS_LOAD | BIG_STAR | E_PASP | -0.014818 | LD | Bastrop
LYONS_T1 | LYONS | E_PASP | -0.014686 | LD | Burleson
TRAXIS | TRI_PARK | E_PASP | -0.014384 | LD | Brazos
HARWOOT1 | HARWOO | E_PASP | -0.014325 | LD | Gonzales
GUYBURT1 | GUYBUR | E_PASP | -0.014079 | LD | Washington
GUYBURT2 | GUYBUR | E_PASP | -0.014079 | LD | Washington
191 | BUS_PARK | E_PASP | -0.01407 | LD | Brazos
192 | BUS_PARK | E_PASP | -0.01407 | LD | Brazos
TR261 | THOM_CK | E_PASP | -0.014066 | LD | Brazos
NORTH_1B | NORTHBR | E_PASP | -0.013952 | LD | Brazos
NORTH_1A | NORTHBR | E_PASP | -0.013952 | LD | Brazos
T-2 | MAXZUE | E_PASP | -0.013932 | LD | Washington
T-1 | MAXZUE | E_PASP | -0.013932 | LD | Washington
KURTEN41 | KURTEN | E_PASP | -0.013886 | LD | Brazos
50 | SNOOK | E_PASP | -0.013866 | LD | Burleson
82 | STEELE_S | E_PASP | -0.013865 | LD | Brazos
TR641 | SMETANA | E_PASP | -0.013865 | LD | Brazos
TR642 | SMETANA | E_PASP | -0.013865 | LD | Brazos
TR652 | LENRD138 | E_PASP | -0.013864 | LD | Brazos
TR651 | LENRD138 | E_PASP | -0.013864 | LD | Brazos
PLUM_T1 | PLUM | E_PASP | -0.013859 | LD | Fayette
142 | IND_PARK | E_PASP | -0.013831 | LD | Brazos
141 | IND_PARK | E_PASP | -0.013831 | LD | Brazos
GAYHILT1 | GAYHIL | E_PASP | -0.013792 | LD | Washington
BEDIAS1 | BED | E_PASP | -0.013763 | LD | Grimes
TR010 | ATKINS | E_PASP | -0.013751 | LD | Brazos
TR011 | ATKINS | E_PASP | -0.013751 | LD | Brazos
172 | BRIRCRT | E_PASP | -0.013728 | LD | Brazos
BRIRC_1 | BRIRCRT | E_PASP | -0.013728 | LD | Brazos
RAYBURN | SRAYBURN | E_PASP | -0.01371 | LD | Brazos
222 | RODGERS | E_PASP | -0.013692 | LD | Brazos
221 | RODGERS | E_PASP | -0.013692 | LD | Brazos
7100XFMR | CSUNGATE | E_PASP | -0.013684 | LD | Brazos
7200_XMFR | CSUNGATE | E_PASP | -0.013684 | LD | Brazos
TAM_T4 | TAM | E_PASP | -0.013684 | LD | Brazos
TAM_T5 | TAM | E_PASP | -0.013684 | LD | Brazos
TAM_T8 | TAM | E_PASP | -0.013684 | LD | Brazos
TAM_T6 | TAM | E_PASP | -0.013684 | LD | Brazos
TAM_T3 | TAM | E_PASP | -0.013684 | LD | Brazos
TAM_T2 | TAM | E_PASP | -0.013684 | LD | Brazos
TAM_T1 | TAM | E_PASP | -0.013684 | LD | Brazos
TR231 | JK_CK | E_PASP | -0.013673 | LD | Brazos
LULINGT2 | LULING | E_PASP | -0.013671 | LD | Caldwell
LULINGT3 | LULING | E_PASP | -0.013671 | LD | Caldwell
LULINGT2AEP | LULING | E_PASP | -0.013671 | LD | Caldwell
TAM_T21 | ENTERPR | E_PASP | -0.01362 | LD | Brazos
TAM_T22 | ENTERPR | E_PASP | -0.01362 | LD | Brazos
SHADY_1A | SHADY_LN | E_PASP | -0.013595 | LD | Brazos
SHADY_1B | SHADY_LN | E_PASP | -0.013595 | LD | Brazos
BRENHAT2 | BRENHA | E_PASP | -0.01351 | LD | Washington
BRENHAT1 | BRENHA | E_PASP | -0.01351 | LD | Washington
BRENHAT3 | BRENHA | E_PASP | -0.01351 | LD | Washington
T6100 | DOWLNG | E_PASP | -0.01348 | LD | Brazos
T6200 | DOWLNG | E_PASP | -0.01348 | LD | Brazos
TR281 | KOPPEBR | E_PASP | -0.013447 | LD | Brazos
EAST_2 | EAST | E_PASP | -0.013439 | LD | Brazos
EAST_1 | EAST | E_PASP | -0.013439 | LD | Brazos
SOUWDCL2 | SOUWDCS | E_PASP | -0.013422 | LD | Brazos
SOUWDCL1 | SOUWDCS | E_PASP | -0.013422 | LD | Brazos
SOUTH_1 | SOUTH | E_PASP | -0.013414 | LD | Brazos
TABOR032 | TABOR | E_PASP | -0.013344 | LD | Brazos
TABOR031 | TABOR | E_PASP | -0.013344 | LD | Brazos
8100 | GRAHAMRD | E_PASP | -0.013331 | LD | Brazos
8200 | GRAHAMRD | E_PASP | -0.013331 | LD | Brazos
T2 | DELHI | E_PASP | -0.013288 | LD | Caldwell
HWY6_1 | HWY6 | E_PASP | -0.013243 | LD | Brazos
70 | MILLICAN | E_PASP | -0.013243 | LD | Brazos
GREEN_1C | GREENS_P | E_PASP | -0.013179 | LD | Brazos
4100 | GRNPRCS | E_PASP | -0.013178 | LD | Brazos
4200 | GRNPRCS | E_PASP | -0.013178 | LD | Brazos
CSSC_T3 | CSSC | E_PASP | -0.013128 | LD | Brazos
CSSC_T2 | CSSC | E_PASP | -0.013128 | LD | Brazos
CSSC_T1 | CSSC | E_PASP | -0.013128 | LD | Brazos
BLT_LOAD | BL_CSSWC | E_PASP | -0.01303 | LD | Brazos
L1 | CSSWCS | E_PASP | -0.01303 | LD | Brazos
L2 | CSSWCS | E_PASP | -0.01303 | LD | Brazos
L1 | POAKCS | E_PASP | -0.01303 | LD | Brazos
L2 | POAKCS | E_PASP | -0.01303 | LD | Brazos
L3 | POAKCS | E_PASP | -0.01303 | LD | Brazos
STEEP_1 | STEEPHLW | E_PASP | -0.013014 | LD | Brazos
LOAD1 | BLUEJAY | E_PASP | -0.013001 | LD | Grimes
BESS_AUXLOAD | BLUEJAY | E_PASP | -0.013001 | LD | Grimes
LOAD2 | BLUEJAY | E_PASP | -0.013001 | LD | Grimes
BESS1_LOAD | BLUEJAY | E_PASP | -0.013001 | LD | Grimes
IOLA1 | IOLA | E_PASP | -0.013001 | LD | Grimes
IOLA2 | IOLA | E_PASP | -0.013001 | LD | Grimes
SANDHIT1 | SANDHI | E_PASP | -0.012914 | LD | Washington
LOAD1 | SUN_SLR | E_PASP | -0.012889 | LD | Uvalde
CRCHFLD2 | CRTCHFLD | E_PASP | -0.012844 | LD | Grimes
CRCHFLD1 | CRTCHFLD | E_PASP | -0.012844 | LD | Grimes
THOMPST1 | THOMPS | E_PASP | -0.012772 | LD | Gonzales
WELCOME | WELCOM | E_PASP | -0.012756 | LD | Austin
SANDY1 | SANDY | E_PASP | -0.01275 | LD | Walker
CARLOS1 | CAR | E_PASP | -0.012698 | LD | Grimes
RIVERST1 | RIVERS | E_PASP | -0.01265 | LD | Fayette
ROANSP1 | RPR | E_PASP | -0.012641 | LD | Grimes
KEITH1 | KEI | E_PASP | -0.012558 | LD | Grimes
KEITH2 | KEI | E_PASP | -0.012558 | LD | Grimes
GC_STATION_LD | GIBCRK | E_PASP | -0.012303 | LD | Grimes
T2 | BRENNO | E_PASP | -0.012066 | LD | Washington
T1 | BRENNO | E_PASP | -0.012066 | LD | Washington
LAGRANT2 | LAGRAN | E_PASP | -0.012056 | LD | Fayette
LAGRANT1 | LAGRAN | E_PASP | -0.012056 | LD | Fayette
T-1 | WAELDE | E_PASP | -0.011434 | LD | Gonzales
WAELDE_MOB | WAELDE | E_PASP | -0.011434 | LD | Gonzales
NIXOGVT1 | NIXOGV | E_PASP | -0.011208 | LD | Gonzales
CHAPHIT1 | CHAPHI | E_PASP | -0.011071 | LD | Washington
BESS_AUX1 | LMO | E_PASP | -0.010835 | LD | Grimes
CHARGE1 | LMO | E_PASP | -0.010835 | LD | Grimes
HONDO_1 | HONDOCS | E_PASP | -0.010736 | LD | Medina
PISEK | PISEK | E_PASP | -0.010689 | LD | Colorado
TRSTRT1_2 | FPP138 | E_PASP | -0.010348 | LD | Fayette
T1 | FPP138 | E_PASP | -0.010348 | LD | Fayette
T3STRT_3 | FPP138 | E_PASP | -0.010348 | LD | Fayette
FPPRIPT1 | FPPRIP | E_PASP | -0.010348 | LD | Fayette
69_12_2 | DEVINE | E_PASP | -0.0098786 | LD | Medina
69_12_1 | DEVINE | E_PASP | -0.0098786 | LD | Medina
TR2 | DEVINE | E_PASP | -0.0098786 | LD | Medina
TR1 | DEVINE | E_PASP | -0.0098786 | LD | Medina
MOBILE | DEVINE | E_PASP | -0.0098786 | LD | Medina
FAYETT_T3 | FAYETT | E_PASP | -0.0088999 | LD | Fayette
ROUNTOT1 | ROUNTO | E_PASP | -0.0088999 | LD | Fayette
ROUNTO_MOB | ROUNTO | E_PASP | -0.0088999 | LD | Fayette
WILLSPT1 | WILLSP | E_PASP | -0.0085606 | LD | Fayette
DCPROCT1 | DCPROC | E_PASP | -0.0083356 | LD | Edwards
BELLVIT1 | BELLNO | E_PASP | -0.0079641 | LD | Austin
LOAD1 | 7RNCHSLR | E_PASP | -0.0079179 | LD | Fayette
LOAD2 | 7RNCHSLR | E_PASP | -0.0079179 | LD | Fayette
WALLERT2 | WALLER | E_PASP | -0.007839 | LD | Waller
WALLERT1 | WALLER | E_PASP | -0.007839 | LD | Waller
NEWBRET1 | NEWBRE | E_PASP | -0.0075921 | LD | Austin
PRAIVIT2 | PRAIVI | E_PASP | -0.0069269 | LD | Waller
PRAIVIT1 | PRAIVI | E_PASP | -0.0069269 | LD | Waller
SUNNYS_T1 | SUNNYS | E_PASP | -0.0069269 | LD | Waller
BELLSOT1 | BELLSO | E_PASP | -0.0068043 | LD | Austin
BERNART1 | BERNAR | E_PASP | -0.0068043 | LD | Colorado
GLIDSBT1 | GLIDDE | E_PASP | -0.0068043 | LD | Colorado
QUANEXT2 | QUANEX | E_PASP | -0.0068043 | LD | Austin
SMILEYT2 | SMILEY | E_PASP | -0.0067779 | LD | Gonzales
LOAD_T-4 | SEAWAY | E_PASP | -0.0059854 | LD | Waller
SEAWAYT3 | SEAWAY | E_PASP | -0.0059854 | LD | Waller
SEAWAYT1 | SEAWAY | E_PASP | -0.0059854 | LD | Waller
DEVIRIT1 | DEVIRI | E_PASP | -0.0053275 | LD | Val Verde
DEVIRIT2 | DEVIRI | E_PASP | -0.0053275 | LD | Val Verde
MACEDO_T2 | MACEDO | E_PASP | -0.0048697 | LD | Waller
MACEDOT1 | MACEDO | E_PASP | -0.0048697 | LD | Waller
LOAD1 | FERMI | E_PASP | -0.0039453 | LD | Val Verde
TR3 | TB | E_PASP | -0.0035438 | LD | Harris
TR6 | TB | E_PASP | -0.0035438 | LD | Harris
TR7 | TB | E_PASP | -0.0035438 | LD | Harris
TR4 | TB | E_PASP | -0.003541 | LD | Harris
TR5 | TB | E_PASP | -0.003541 | LD | Harris
OTTINET1 | OTTINE | E_PASP | -0.0034746 | LD | Gonzales
TR1 | KDL | E_PASP | -0.0033491 | LD | Harris
FLATONT4 | FLATON | E_PASP | -0.0033165 | LD | Fayette
FLATONT2 | FLATON | E_PASP | -0.0033165 | LD | Fayette
TR1 | STL | E_PASP | -0.003265 | LD | Harris
TR2 | STL | E_PASP | -0.003265 | LD | Harris
HALLETT2 | HALLET | E_PASP | -0.0032352 | LD | Lavaca
HALLET_MOB | HALLET | E_PASP | -0.0032352 | LD | Lavaca
MONTT1 | MONT | E_PASP | -0.0032258 | LD | Lavaca
SWEETH_T1 | SWEEHO | E_PASP | -0.0032103 | LD | Lavaca
PILOGRT1 | PILOGR | E_PASP | -0.0031915 | LD | Lavaca
PILOGRT2 | PILOGR | E_PASP | -0.0031915 | LD | Lavaca
YOAKUMT2 | YOAKUM | E_PASP | -0.0031576 | LD | DeWitt
YOAKUMT3 | YOAKUM | E_PASP | -0.0031576 | LD | DeWitt
MOULTO1 | MOULTO | E_PASP | -0.0031522 | LD | Lavaca
TR3 | PI | E_PASP | -0.00312 | LD | Montgomery
TR2 | PI | E_PASP | -0.00312 | LD | Montgomery
TR1 | PI | E_PASP | -0.00312 | LD | Montgomery
SHINERT1 | SHINER | E_PASP | -0.0031134 | LD | Lavaca
MOULSOT1 | MOULSO | E_PASP | -0.0030859 | LD | Lavaca
TR2 | KDL | E_PASP | -0.0030622 | LD | Harris
TR5 | RA | E_PASP | -0.0030356 | LD | Montgomery
TR6 | RA | E_PASP | -0.0030356 | LD | Montgomery
TR7 | RA | E_PASP | -0.0030356 | LD | Montgomery
TR1 | SPW | E_PASP | -0.0030356 | LD | Harris
TR2 | SPW | E_PASP | -0.0030356 | LD | Harris
TR3 | SPW | E_PASP | -0.0030356 | LD | Harris
TR6 | SPW | E_PASP | -0.0030356 | LD | Harris
TR7 | SPW | E_PASP | -0.0030356 | LD | Harris
TR5 | HK | E_PASP | -0.0030263 | LD | Harris
TR6 | HK | E_PASP | -0.0030263 | LD | Harris
TR3 | WL | E_PASP | -0.0030263 | LD | Waller
TR1 | VCR | E_PASP | -0.0029886 | LD | Harris
TR1 | BET | E_PASP | -0.0029174 | LD | Harris
TR2 | BET | E_PASP | -0.0029174 | LD | Harris
TR4 | WL | E_PASP | -0.0028973 | LD | Waller
TR2 | FRY | E_PASP | -0.0028077 | LD | Harris
TR3 | FRY | E_PASP | -0.0028077 | LD | Harris
TR1 | LU | E_PASP | -0.0027973 | LD | Harris
TR4 | LU | E_PASP | -0.0027973 | LD | Harris
TR3 | GE | E_PASP | -0.0027189 | LD | Harris
TR2 | LU | E_PASP | -0.0027073 | LD | Harris
TR3 | LU | E_PASP | -0.0027073 | LD | Harris
DHANI_1 | DHANIS | E_PASP | -0.0026224 | LD | Medina
TR2 | VCR | E_PASP | -0.0025958 | LD | Harris
TR3 | VCR | E_PASP | -0.0025958 | LD | Harris
TR1 | FRY | E_PASP | -0.0025908 | LD | Harris
TR3 | CYF | E_PASP | -0.0025057 | LD | Harris
TR2 | CYF | E_PASP | -0.0025057 | LD | Harris
TR5 | WF | E_PASP | -0.0024157 | LD | Harris
TR3 | WF | E_PASP | -0.0024157 | LD | Harris
TR4 | WF | E_PASP | -0.0024157 | LD | Harris
TR2 | WF | E_PASP | -0.0024157 | LD | Harris
TR6 | WF | E_PASP | -0.0024157 | LD | Harris
TR1 | GE | E_PASP | -0.0023961 | LD | Harris
TR2 | GE | E_PASP | -0.0023961 | LD | Harris
TR3 | KL | E_PASP | -0.002246 | LD | Harris
TR4 | KL | E_PASP | -0.002246 | LD | Harris
TR2 | KL | E_PASP | -0.002246 | LD | Harris
LXFMR1 | F2 | E_PASP | -0.0021893 | LD | Karnes
LXFMR2 | F2 | E_PASP | -0.0021893 | LD | Karnes
TR1 | FZ | E_PASP | -0.0021315 | LD | Harris
TR2 | FZ | E_PASP | -0.0021315 | LD | Harris
TR3 | FZ | E_PASP | -0.0021315 | LD | Harris
TR4 | FZ | E_PASP | -0.0021315 | LD | Harris
TR1 | CYF | E_PASP | -0.0020083 | LD | Harris
TR3 | KI | E_PASP | -0.0020012 | LD | Harris
TR1 | KI | E_PASP | -0.0020012 | LD | Harris
TR2 | KI | E_PASP | -0.0020012 | LD | Harris
TR4 | IT | E_PASP | -0.0019749 | LD | Harris
TR2 | IT | E_PASP | -0.0019749 | LD | Harris
TR3 | IT | E_PASP | -0.0019749 | LD | Harris
TR1 | TWG | E_PASP | -0.0019249 | LD | Harris
TR2 | TWG | E_PASP | -0.0019249 | LD | Harris
TR1 | WLO | E_PASP | -0.0018555 | LD | Harris
TR2 | WLO | E_PASP | -0.0018555 | LD | Harris
TR3 | WLO | E_PASP | -0.0018555 | LD | Harris
TR4 | WLO | E_PASP | -0.0018555 | LD | Harris
TR5 | WLO | E_PASP | -0.0018555 | LD | Harris
TR6 | WLO | E_PASP | -0.0018555 | LD | Harris
TR1 | INT | E_PASP | -0.0018334 | LD | Harris
TR2 | FM | E_PASP | -0.0018286 | LD | Harris
TR3 | FM | E_PASP | -0.0018286 | LD | Harris
TR6 | CI | E_PASP | -0.0018057 | LD | Harris
TR2 | WOR | E_PASP | -0.0017568 | LD | Harris
TR1 | DQ | E_PASP | -0.0017229 | LD | Harris
TR2 | DQ | E_PASP | -0.0017229 | LD | Harris
TR1 | WOR | E_PASP | -0.0016484 | LD | Harris
COST_T1 | COST | E_PASP | -0.001609 | LD | Gonzales
TR6 | THW | E_PASP | -0.0014958 | LD | Harris
TR7 | THW | E_PASP | -0.0014958 | LD | Harris
TR1 | VET | E_PASP | -0.0014941 | LD | Harris
TR4 | BA | E_PASP | -0.0014934 | LD | Harris
TR3 | BA | E_PASP | -0.0014934 | LD | Harris
TR2 | BA | E_PASP | -0.0014934 | LD | Harris
TR1 | BA | E_PASP | -0.0014934 | LD | Harris
TR5 | BA | E_PASP | -0.0014934 | LD | Harris
TR1 | JES | E_PASP | -0.0014926 | LD | Harris
TR2 | JES | E_PASP | -0.0014926 | LD | Harris
TR3 | GZ | E_PASP | -0.0014905 | LD | Harris
TR1 | HV | E_PASP | -0.0014901 | LD | Harris
TR3 | HV | E_PASP | -0.0014901 | LD | Harris
TR1 | GZ | E_PASP | -0.0014886 | LD | Harris
TR2 | GZ | E_PASP | -0.0014886 | LD | Harris
TR2 | HV | E_PASP | -0.0014884 | LD | Harris
TR4 | HV | E_PASP | -0.0014884 | LD | Harris
TR4 | NB | E_PASP | -0.0014865 | LD | Harris
TR3 | NB | E_PASP | -0.0014865 | LD | Harris
CVCAUX1 | CVC | E_PASP | -0.0014566 | LD | Harris
CVCAUX2 | CVC | E_PASP | -0.0014566 | LD | Harris
TR1 | HB | E_PASP | -0.0014445 | LD | Harris
TR2 | HB | E_PASP | -0.0014445 | LD | Harris
TR4 | HB | E_PASP | -0.0014445 | LD | Harris
TR5 | HB | E_PASP | -0.0014445 | LD | Harris
TR6 | HB | E_PASP | -0.0014445 | LD | Harris
TR3 | KW | E_PASP | -0.0014445 | LD | Harris
TR2 | KW | E_PASP | -0.0014445 | LD | Harris
TR1 | KW | E_PASP | -0.0014445 | LD | Harris
THW_L4 | THW | E_PASP | -0.0014237 | LD | Harris
UAT2 | CHE | E_PASP | -0.0013986 | LD | Harris
LAUX3 | THW | E_PASP | -0.0013873 | LD | Harris
LAUX4 | THW | E_PASP | -0.0013873 | LD | Harris
TR5 | THW | E_PASP | -0.0013845 | LD | Harris
TR2 | GR | E_PASP | -0.0013571 | LD | Harris
TR1 | LA | E_PASP | -0.0012998 | LD | Harris
TR3 | KT | E_PASP | -0.0012925 | LD | Waller
TR4 | KT | E_PASP | -0.0012925 | LD | Waller
TR1 | TWN | E_PASP | -0.0012805 | LD | Waller
TR2 | TWN | E_PASP | -0.0012805 | LD | Waller
TR1 | DSN | E_PASP | -0.0012762 | LD | Harris
TR2 | DSN | E_PASP | -0.0012762 | LD | Harris
TR3 | DSN | E_PASP | -0.0012762 | LD | Harris
TR4 | DSN | E_PASP | -0.0012762 | LD | Harris
THW_L5 | THW | E_PASP | -0.0012631 | LD | Harris
138_12_2 | COMSTOCK | E_PASP | -0.0012149 | LD | Val Verde
138_12_1 | COMSTOCK | E_PASP | -0.0012149 | LD | Val Verde
TR2 | KT | E_PASP | -0.0012075 | LD | Waller
TR4 | KG | E_PASP | -0.0012026 | LD | Harris
TR2 | LA | E_PASP | -0.0011784 | LD | Harris
TR1 | LW | E_PASP | -0.0011784 | LD | Harris
TR2 | LW | E_PASP | -0.0011784 | LD | Harris
TR3 | LW | E_PASP | -0.0011784 | LD | Harris
TR3 | SW | E_PASP | -0.0011784 | LD | Harris
TR4 | SW | E_PASP | -0.0011784 | LD | Harris
TR5 | SW | E_PASP | -0.0011784 | LD | Harris
TR6 | SW | E_PASP | -0.0011784 | LD | Harris
TR2 | FR | E_PASP | -0.0011463 | LD | Harris
TR3 | FR | E_PASP | -0.0011463 | LD | Harris
TR4 | FR | E_PASP | -0.0011463 | LD | Harris
TR3 | KG | E_PASP | -0.0011362 | LD | Harris
TR1 | FUL | E_PASP | -0.0010426 | LD | Fort Bend
TR2 | FUL | E_PASP | -0.0010426 | LD | Fort Bend
LOAD1 | NIXOAE | E_PASP | -0.0010388 | LD | Gonzales
LOAD2 | NIXOAE | E_PASP | -0.0010388 | LD | Gonzales
TR1 | GR | E_PASP | -0.0010291 | LD | Harris
TR8 | SA | E_PASP | -0.0010061 | LD | Harris
TR7 | SA | E_PASP | -0.0010061 | LD | Harris
TR1 | FDL | E_PASP | -0.00094613 | LD | Harris
GBY_LSTB | GBY | E_PASP | -0.00094613 | LD | Harris
AUX-1 | CHAMON | E_PASP | -0.00092838 | LD | Harris
AUX-2 | CHAMON | E_PASP | -0.00092838 | LD | Harris
AUX1 | LIG | E_PASP | -0.00092118 | LD | Harris
AUX2 | LIG | E_PASP | -0.00092118 | LD | Harris
TR1 | RU | E_PASP | -0.00091141 | LD | Harris
TR1 | MTL | E_PASP | -0.00091031 | LD | Harris
TR2 | UV | E_PASP | -0.00091 | LD | Harris
UAT1 | CHE | E_PASP | -0.00089613 | LD | Harris
TR1 | LYD | E_PASP | -0.00089613 | LD | Harris
AT2 | LYD | E_PASP | -0.00089613 | LD | Harris
AT1 | LYD | E_PASP | -0.00089613 | LD | Harris
MONTEL_1 | MONTELL | E_PASP | -0.00085768 | LD | Uvalde
TR1 | NP | E_PASP | -0.0008483 | LD | Harris
TR2 | NP | E_PASP | -0.0008483 | LD | Harris
TR7 | PW | E_PASP | -0.00084434 | LD | Harris
TR1 | MOR | E_PASP | -0.00083662 | LD | Harris
TR4 | DH | E_PASP | -0.00082352 | LD | Harris
TR5 | DH | E_PASP | -0.00082352 | LD | Harris
TR3 | DH | E_PASP | -0.00082352 | LD | Harris
TR2 | LY | E_PASP | -0.00081769 | LD | Harris
TR1 | GY | E_PASP | -0.00081361 | LD | Harris
TR2 | GY | E_PASP | -0.00081361 | LD | Harris
TR2 | AD | E_PASP | -0.00080686 | LD | Harris
TR3 | AD | E_PASP | -0.00080686 | LD | Harris
TR1 | AD | E_PASP | -0.00080686 | LD | Harris
LHM_L4 | LHM | E_PASP | -0.00080196 | LD | Harris
LHM_L3 | LHM | E_PASP | -0.00080196 | LD | Harris
LHM_L2 | LHM | E_PASP | -0.00080196 | LD | Harris
LHM_L1 | LHM | E_PASP | -0.00080196 | LD | Harris
CVCAUX3 | LHM | E_PASP | -0.00080196 | LD | Harris
TR8 | PW | E_PASP | -0.00079398 | LD | Harris
LD01 | ARC | E_PASP | -0.00078413 | LD | Harris
LD02 | ARC | E_PASP | -0.00078413 | LD | Harris
LBM3_LD02 | LBM3 | E_PASP | -0.00078413 | LD | Harris
LBM3_LD01 | LBM3 | E_PASP | -0.00078413 | LD | Harris
TR1A | PSA | E_PASP | -0.00078413 | LD | Harris
TR2A | PSA | E_PASP | -0.00078413 | LD | Harris
TR1 | OA | E_PASP | -0.00076876 | LD | Harris
TR2 | OA | E_PASP | -0.00076876 | LD | Harris
LD1 | TS | E_PASP | -0.00076393 | LD | Harris
LD2 | TS | E_PASP | -0.00076393 | LD | Harris
TR3 | AU | E_PASP | -0.00075392 | LD | Harris
TR1 | AU | E_PASP | -0.00075392 | LD | Harris
TR2 | AU | E_PASP | -0.00075392 | LD | Harris
TR1 | BU | E_PASP | -0.000751 | LD | Harris
TR2 | BU | E_PASP | -0.000751 | LD | Harris
TR2 | TAN | E_PASP | -0.00074458 | LD | Harris
TR3 | TAN | E_PASP | -0.00074458 | LD | Harris
TR4 | BY | E_PASP | -0.00074449 | LD | Harris
TR2 | BY | E_PASP | -0.00074449 | LD | Harris
TR3 | BY | E_PASP | -0.00074449 | LD | Harris
TR1 | UV | E_PASP | -0.00073985 | LD | Harris
TR2 | CL | E_PASP | -0.00073289 | LD | Harris
TR3 | CL | E_PASP | -0.00073289 | LD | Harris
TR1 | HL | E_PASP | -0.00072907 | LD | Harris
TR6 | SA | E_PASP | -0.00071737 | LD | Harris
TR5 | SA | E_PASP | -0.00071737 | LD | Harris
TR2 | EX | E_PASP | -0.00070984 | LD | Harris
TR2 | RU | E_PASP | -0.00070364 | LD | Harris
LOAD1 | JAD | E_PASP | -0.00069991 | LD | Harris
LOAD2 | JAD | E_PASP | -0.00069991 | LD | Harris
LOAD3 | JAD | E_PASP | -0.00069991 | LD | Harris
LOAD4 | JAD | E_PASP | -0.00069991 | LD | Harris
LOAD5 | JAD | E_PASP | -0.00069991 | LD | Harris
LOAD6 | JAD | E_PASP | -0.00069991 | LD | Harris
LOAD7 | JAD | E_PASP | -0.00069991 | LD | Harris
LOAD8 | JAD | E_PASP | -0.00069991 | LD | Harris
TR1 | GW | E_PASP | -0.00069784 | LD | Harris
TR2 | GW | E_PASP | -0.00069784 | LD | Harris
TR2 | BIL | E_PASP | -0.00068379 | LD | Chambers
TR1 | BIL | E_PASP | -0.00068379 | LD | Chambers
TR1 | DUN | E_PASP | -0.00068379 | LD | Chambers
TR2 | DUN | E_PASP | -0.00068379 | LD | Chambers
TR3 | DUN | E_PASP | -0.00068379 | LD | Chambers
TR1 | EP | E_PASP | -0.00068379 | LD | Chambers
TR2 | EP | E_PASP | -0.00068379 | LD | Chambers
LD1 | HAT | E_PASP | -0.00068379 | LD | Chambers
LD2 | HAT | E_PASP | -0.00068379 | LD | Chambers
TR1 | HAT | E_PASP | -0.00068379 | LD | Chambers
TR2 | HAT | E_PASP | -0.00068379 | LD | Chambers
TR2 | JOR | E_PASP | -0.00068379 | LD | Chambers
TR1 | NOR | E_PASP | -0.00068379 | LD | Chambers
TR2 | NOR | E_PASP | -0.00068379 | LD | Chambers
TR1 | RLN | E_PASP | -0.00068379 | LD | Chambers
TR2 | RLN | E_PASP | -0.00068379 | LD | Chambers
BEN_LD01 | BEN | E_PASP | -0.00068308 | LD | Chambers
BEN_LD02 | BEN | E_PASP | -0.00068308 | LD | Chambers
TR1 | JOR | E_PASP | -0.0006828 | LD | Chambers
TR1 | CNR | E_PASP | -0.00068221 | LD | Chambers
TR2 | CNR | E_PASP | -0.00068221 | LD | Chambers
TR3 | CNR | E_PASP | -0.00068221 | LD | Chambers
TR1 | RIG | E_PASP | -0.00068212 | LD | Chambers
TR2 | RIG | E_PASP | -0.00068212 | LD | Chambers
TR3 | RIG | E_PASP | -0.00068212 | LD | Chambers
TR1 | LB | E_PASP | -0.00068208 | LD | Harris
LD02 | PLA | E_PASP | -0.00068174 | LD | Chambers
LD01 | PLA | E_PASP | -0.00068174 | LD | Chambers
TR4 | AT | E_PASP | -0.00067854 | LD | Harris
TR3 | AT | E_PASP | -0.00067854 | LD | Harris
BLT_LOAD | BL_CS | E_PASP | -0.00067854 | LD | Harris
TR3 | CS | E_PASP | -0.00067854 | LD | Harris
TR4 | CS | E_PASP | -0.00067854 | LD | Harris
TR5 | CS | E_PASP | -0.00067854 | LD | Harris
TR6 | CS | E_PASP | -0.00067854 | LD | Harris
TR1 | LAK | E_PASP | -0.00067854 | LD | Harris
TR2 | LAK | E_PASP | -0.00067854 | LD | Harris
TR2 | CTY | E_PASP | -0.00066978 | LD | Chambers
TR1 | CTY | E_PASP | -0.00066978 | LD | Chambers
TR1 | FOS | E_PASP | -0.00066548 | LD | Fort Bend
TR1 | DAL | E_PASP | -0.00066078 | LD | Chambers
TR2 | DAL | E_PASP | -0.00066078 | LD | Chambers
LD1 | WIN | E_PASP | -0.00065963 | LD | Chambers
LD2 | WIN | E_PASP | -0.00065963 | LD | Chambers
TR5 | WIN | E_PASP | -0.00065963 | LD | Chambers
TR6 | WIN | E_PASP | -0.00065963 | LD | Chambers
TR1 | BRN | E_PASP | -0.00064291 | LD | Chambers
TR1 | BE | E_PASP | -0.0006374 | LD | Harris
TR2 | BE | E_PASP | -0.0006374 | LD | Harris
TR1 | LY | E_PASP | -0.00063027 | LD | Harris
LD1 | CHL | E_PASP | -0.00059743 | LD | Harris
LD2 | CHL | E_PASP | -0.00059743 | LD | Harris
TR3 | EAG | E_PASP | -0.00058757 | LD | Chambers
TR2 | EAG | E_PASP | -0.00058757 | LD | Chambers
TR1 | EAG | E_PASP | -0.00058757 | LD | Chambers
TR2 | WV | E_PASP | -0.00058461 | LD | Harris
TR1 | WV | E_PASP | -0.00058461 | LD | Harris
TR1A | CAS | E_PASP | -0.00058399 | LD | Harris
TR1B | CAS | E_PASP | -0.00058399 | LD | Harris
TR3 | MB | E_PASP | -0.00058117 | LD | Chambers
TR1 | MB | E_PASP | -0.00058117 | LD | Chambers
TR4 | MB | E_PASP | -0.00058117 | LD | Chambers
TR2 | WRN | E_PASP | -0.0005717 | LD | Chambers
TR1 | WRN | E_PASP | -0.0005717 | LD | Chambers
TR3 | WRN | E_PASP | -0.0005717 | LD | Chambers
TR6 | WRN | E_PASP | -0.0005717 | LD | Chambers
TR4 | WRN | E_PASP | -0.0005717 | LD | Chambers
TR5 | WRN | E_PASP | -0.0005717 | LD | Chambers
TR7 | SE | E_PASP | -0.00056549 | LD | Austin
TR4 | SE | E_PASP | -0.00056549 | LD | Austin
TR3 | SE | E_PASP | -0.00056549 | LD | Austin
TR8 | SE | E_PASP | -0.00056549 | LD | Austin
TR1 | HR | E_PASP | -0.00056392 | LD | Harris
TR2 | HR | E_PASP | -0.00056392 | LD | Harris
TR1 | LAN | E_PASP | -0.00055932 | LD | Chambers
TR2 | LAN | E_PASP | -0.00055932 | LD | Chambers
TR1 | FL | E_PASP | -0.00055865 | LD | Fort Bend
TR2 | FL | E_PASP | -0.00055865 | LD | Fort Bend
TR3 | FL | E_PASP | -0.00055865 | LD | Fort Bend
TR2 | HNY | E_PASP | -0.0005477 | LD | Harris
TR1 | HNY | E_PASP | -0.0005477 | LD | Harris
LD01 | BTE | E_PASP | -0.00054094 | LD | Chambers
LD02 | BTE | E_PASP | -0.00054094 | LD | Chambers
LD_PN_1 | BTE | E_PASP | -0.00054094 | LD | Chambers
LD_PN_2 | BTE | E_PASP | -0.00054094 | LD | Chambers
TR1 | HOP | E_PASP | -0.00053897 | LD | Chambers
TR2 | HOP | E_PASP | -0.00053897 | LD | Chambers
TR3 | HOP | E_PASP | -0.00053897 | LD | Chambers
TR4 | HOP | E_PASP | -0.00053897 | LD | Chambers
TR1 | NM | E_PASP | -0.00053343 | LD | Harris
TR2 | LB | E_PASP | -0.00052126 | LD | Harris
TR3 | AN | E_PASP | -0.0005168 | LD | Harris
TR2 | AN | E_PASP | -0.0005168 | LD | Harris
TR1 | AN | E_PASP | -0.0005168 | LD | Harris
TR2 | HL | E_PASP | -0.00050799 | LD | Harris
TR3 | HL | E_PASP | -0.00050799 | LD | Harris
TR1 | TAN | E_PASP | -0.00050053 | LD | Harris
TR4 | BCV | E_PASP | -0.00050011 | LD | Harris
TR3 | BCV | E_PASP | -0.00050011 | LD | Harris
TR2 | BCV | E_PASP | -0.00050011 | LD | Harris
TR1 | BCV | E_PASP | -0.00050011 | LD | Harris
TR1 | CVN | E_PASP | -0.00049926 | LD | Harris
TR10 | CVN | E_PASP | -0.00049926 | LD | Harris
TR11 | CVN | E_PASP | -0.00049926 | LD | Harris
TR2 | CVN | E_PASP | -0.00049926 | LD | Harris
TR3 | CVN | E_PASP | -0.00049926 | LD | Harris
TR4 | CVN | E_PASP | -0.00049926 | LD | Harris
TR7 | CVN | E_PASP | -0.00049926 | LD | Harris
TR8 | CVN | E_PASP | -0.00049926 | LD | Harris
TR9 | CVN | E_PASP | -0.00049926 | LD | Harris
TR1 | ADK | E_PASP | -0.00049036 | LD | Harris
TR2 | ADK | E_PASP | -0.00049036 | LD | Harris
TR1 | MAR | E_PASP | -0.00048084 | LD | Harris
TR2 | MAR | E_PASP | -0.00048084 | LD | Harris
TR3 | MAR | E_PASP | -0.00048084 | LD | Harris
TR2 | CF | E_PASP | -0.00048013 | LD | Harris
TR1 | CF | E_PASP | -0.00048013 | LD | Harris
TR3 | CB | E_PASP | -0.00047388 | LD | Harris
TR2 | CB | E_PASP | -0.00047383 | LD | Harris
TR1 | CB | E_PASP | -0.00047383 | LD | Harris
TR1 | BNM | E_PASP | -0.00047204 | LD | Harris
TR2 | BNM | E_PASP | -0.00047204 | LD | Harris
TR3 | BNM | E_PASP | -0.00047204 | LD | Harris
TR1 | TO | E_PASP | -0.00046156 | LD | Harris
TR3 | TO | E_PASP | -0.00046154 | LD | Harris
TR2 | TO | E_PASP | -0.00046154 | LD | Harris
TR1 | GAR | E_PASP | -0.0004523 | LD | Harris
TR2 | GAR | E_PASP | -0.0004523 | LD | Harris
TR2 | WO | E_PASP | -0.00045132 | LD | Harris
TR3 | WO | E_PASP | -0.00045132 | LD | Harris
TR4 | WO | E_PASP | -0.00045132 | LD | Harris
TR1 | OB | E_PASP | -0.00044512 | LD | Fort Bend
TR3 | OB | E_PASP | -0.00044512 | LD | Fort Bend
TR2 | OB | E_PASP | -0.00044022 | LD | Fort Bend
L2 | CBY | E_PASP | -0.00043373 | LD | Chambers
L12 | CBY | E_PASP | -0.00043373 | LD | Chambers
TR2 | NM | E_PASP | -0.00043305 | LD | Harris
TR2 | GYR | E_PASP | -0.00041658 | LD | Harris
TR1 | GYR | E_PASP | -0.00041658 | LD | Harris
TR3 | LY | E_PASP | -0.00041381 | LD | Harris
TR2 | CD | E_PASP | -0.00038303 | LD | Harris
TR5 | GP | E_PASP | -0.00037224 | LD | Harris
TR1 | GP | E_PASP | -0.00036896 | LD | Harris
TR2 | GP | E_PASP | -0.00036896 | LD | Harris
KOKERNT1 | KOKERN | E_PASP | -0.00036519 | LD | Gonzales
L4 | CBY | E_PASP | -0.00036298 | LD | Chambers
TR1 | LK | E_PASP | -0.00033555 | LD | Harris
TR2 | LK | E_PASP | -0.00033555 | LD | Harris
TR3 | LK | E_PASP | -0.00033555 | LD | Harris
L1 | CBY | E_PASP | -0.00032641 | LD | Chambers
TR1 | KNY | E_PASP | -0.00032641 | LD | Chambers
TR3 | KNY | E_PASP | -0.00032641 | LD | Chambers
TR1 | RIN | E_PASP | -0.00031763 | LD | Harris
TR2 | RIN | E_PASP | -0.00031763 | LD | Harris
TR1 | RNG | E_PASP | -0.00031763 | LD | Harris
TR2 | RNG | E_PASP | -0.00031763 | LD | Harris
TR3 | RNG | E_PASP | -0.00031763 | LD | Harris
TR1 | TRN | E_PASP | -0.00031596 | LD | Chambers
TR2 | TRN | E_PASP | -0.00031596 | LD | Chambers
TR3 | TRN | E_PASP | -0.00031596 | LD | Chambers
TR4 | TRN | E_PASP | -0.00031596 | LD | Chambers
TR5 | HG | E_PASP | -0.00031311 | LD | Harris
TR4 | HG | E_PASP | -0.00031311 | LD | Harris
TR3 | HG | E_PASP | -0.00031311 | LD | Harris
TR1 | BT | E_PASP | -0.00031128 | LD | Harris
TR3 | BT | E_PASP | -0.00031128 | LD | Harris
TR3 | ADK | E_PASP | -0.00030144 | LD | Harris
TR1 | TNK | E_PASP | -0.00029736 | LD | Harris
TR2 | TNK | E_PASP | -0.00029736 | LD | Harris
TR3 | BH | E_PASP | -0.00028783 | LD | Harris
TR4 | BH | E_PASP | -0.00028783 | LD | Harris
TR1 | DKR | E_PASP | -0.00028593 | LD | Harris
TR2 | DKR | E_PASP | -0.00028593 | LD | Harris
TR3 | DKR | E_PASP | -0.00028593 | LD | Harris
LD01 | EXN | E_PASP | -0.00028104 | LD | Harris
LD41 | EXN | E_PASP | -0.00028104 | LD | Harris
LD66 | EXN | E_PASP | -0.00028104 | LD | Harris
LD67 | EXN | E_PASP | -0.00028104 | LD | Harris
LD800 | EXN | E_PASP | -0.00028104 | LD | Harris
LD69 | EXN | E_PASP | -0.00028104 | LD | Harris
LDG1 | EXN | E_PASP | -0.00028104 | LD | Harris
LDG3 | EXN | E_PASP | -0.00028104 | LD | Harris
LDP3 | EXN | E_PASP | -0.00028104 | LD | Harris
LDP4 | EXN | E_PASP | -0.00028104 | LD | Harris
LOAD_1 | PR | E_PASP | -0.00027228 | LD | Harris
LOAD_3 | PR | E_PASP | -0.00027228 | LD | Harris
ENGLE_T1 | ENGLE | E_PASP | -0.00024118 | LD | Fayette
TR2 | MLR | E_PASP | -0.00021285 | LD | Harris
TR4 | LH | E_PASP | -0.00020285 | LD | Harris
TR1 | LH | E_PASP | -0.00020285 | LD | Harris
TR2 | LH | E_PASP | -0.00020285 | LD | Harris
TR3 | LH | E_PASP | -0.00020285 | LD | Harris
TR1 | BNS | E_PASP | -0.00020171 | LD | Harris
TR2 | BNS | E_PASP | -0.00020171 | LD | Harris
TR1 | WKR | E_PASP | -0.0001748 | LD | Harris
TR4 | CD | E_PASP | -0.00017459 | LD | Harris
TR3 | CD | E_PASP | -0.00017459 | LD | Harris
TR2 | QNM | E_PASP | -0.00017366 | LD | Harris
TR1 | QNM | E_PASP | -0.00017366 | LD | Harris
TR2 | NS | E_PASP | -0.00017038 | LD | Harris
ST1 | AZ | E_PASP | -0.00014228 | LD | Harris
LD01 | AZ | E_PASP | -0.00014228 | LD | Harris
LD03 | AZ | E_PASP | -0.00014228 | LD | Harris
LD02 | AZ | E_PASP | -0.00014228 | LD | Harris
TR1 | CV | E_PASP | -0.00013626 | LD | Harris
TR2 | CV | E_PASP | -0.00013626 | LD | Harris
TR3 | CV | E_PASP | -0.00013626 | LD | Harris
TR5 | BNT | E_PASP | -0.00012133 | LD | Chambers
TR1 | MIN | E_PASP | -0.00012133 | LD | Harris
TR2 | MIN | E_PASP | -0.00012133 | LD | Harris
TR6 | MIN | E_PASP | -0.00012133 | LD | Harris
GEN_AUX | MIN | E_PASP | -0.00012133 | LD | Harris
TRA | CRN | E_PASP | -0.00011336 | LD | Harris
TRB | CRN | E_PASP | -0.00011336 | LD | Harris
TR1 | PRK | E_PASP | -0.00011064 | LD | Harris
TR1 | RH | E_PASP | -0.00011003 | LD | Harris
TR3 | RH | E_PASP | -0.00011003 | LD | Harris
TR5 | RH | E_PASP | -0.00011003 | LD | Harris
TR6 | RH | E_PASP | -0.00011003 | LD | Harris
TR4 | RH | E_PASP | -0.00011003 | LD | Harris
TR7 | RH | E_PASP | -0.00011003 | LD | Harris
TR2 | BM | E_PASP | -0.00010923 | LD | Harris
TR1 | BM | E_PASP | -0.00010923 | LD | Harris
TR3 | ME | E_PASP | -0.00010923 | LD | Harris
TR3 | WD | E_PASP | -0.00010923 | LD | Harris
TR3 | BM | E_PASP | -0.00010809 | LD | Harris
TR2 | HAD | E_PASP | -0.00010153 | LD | Harris
TR1 | HAD | E_PASP | -0.00010153 | LD | Harris